## READ_ME
The PC07D Out-of-band data set was processed by Steve Broberg
at SBRS. He used two methods to normalize the data. One method
used the in-band peak. The newer method uses the SpMA spectrum
peak to normalized the data. This data set is provided for
reference only. This data set merges the PC07I in-band with the
PC07D data set. The in-band RSR provided in the other files
are the values used in the calibration look-up tables.
TJD 8/17/01
OOB data taken for center channel

## band_1
Band | Wavelength | InbandPeakMethodRSR | Method2
1 | 350 | 1.64e-05 | 0.000527
1 | 360 | 1e-09 | 9e-09
1 | 370 | 4.36e-05 | 0.000813
1 | 380 | 5.45e-06 | 7.35e-05
1 | 390 | 4.91e-05 | 0.000463
1 | 400 | 7.09e-05 | 0.000475
1 | 410 | 3.27e-05 | 0.000154
1 | 420 | 2.18e-05 | 7.59e-05
1 | 430 | 3.82e-05 | 0.000103
1 | 440 | 4.36e-05 | 9.36e-05
1 | 450 | 5.45e-06 | 9.93e-06
1 | 460 | 3.82e-05 | 6.06e-05
1 | 470 | 5.45e-05 | 7.36e-05
1 | 480 | 4.36e-05 | 5.14e-05
1 | 490 | 3.82e-05 | 3.92e-05
1 | 500 | 2.73e-05 | 2.5e-05
1 | 510 | 1.64e-05 | 1.37e-05
1 | 520 | 5.45e-06 | 4.21e-06
1 | 530 | 2.18e-05 | 1.58e-05
1 | 540 | 5.45e-06 | 3.81e-06
1 | 550 | 2.18e-05 | 1.46e-05
1 | 560 | 2.18e-05 | 1.44e-05
1 | 570 | 4.54e-05 | 3e-05
1 | 580 | 6e-05 | 3.98e-05
1 | 590 | 4.91e-05 | 3.36e-05
1 | 600 | 2.18e-05 | 1.54e-05
1 | 610 | 0.00368 | 0.00274
1 | 613.4 | 0.01 | 0.01
1 | 614.87 | 0.02244 | 0.02244
1 | 617.86 | 0.15644 | 0.15644
1 | 619.88 | 0.36405 | 0.36405
1 | 622.86 | 0.67957 | 0.67957
1 | 624.87 | 0.76931 | 0.76931
1 | 627.87 | 0.78252 | 0.78252
1 | 629.86 | 0.78676 | 0.78676
1 | 632.87 | 0.79081 | 0.79081
1 | 634.86 | 0.79689 | 0.79689
1 | 637.86 | 0.81175 | 0.81175
1 | 639.86 | 0.82324 | 0.82324
1 | 642.87 | 0.83905 | 0.83905
1 | 644.86 | 0.85673 | 0.85673
1 | 647.86 | 0.89714 | 0.89714
1 | 649.87 | 0.91731 | 0.91731
1 | 652.88 | 0.97029 | 0.97029
1 | 654.86 | 0.99349 | 0.99349
1 | 657.87 | 1 | 1
1 | 659.88 | 0.96282 | 0.96282
1 | 662.86 | 0.81598 | 0.81598
1 | 664.86 | 0.73106 | 0.73106
1 | 667.86 | 0.55711 | 0.55711
1 | 669.87 | 0.40839 | 0.40839
1 | 672.86 | 0.1938 | 0.1938
1 | 674.87 | 0.10124 | 0.10124
1 | 677.88 | 0.03519 | 0.03519
1 | 679.87 | 0.01612 | 0.01612
1 | 681.53 | 0.01 | 0.01
1 | 690 | 0.00067 | 0.000529
1 | 700 | 0.000104 | 8.01e-05
1 | 710 | 1e-09 | 9e-09
1 | 720 | 2.18e-05 | 1.95e-05
1 | 730 | 5.45e-06 | 5.44e-06
1 | 740 | 4.36e-05 | 4.97e-05
1 | 750 | 2.18e-05 | 2.87e-05
1 | 760 | 2.73e-05 | 4.15e-05
1 | 770 | 1e-09 | 1e-09
1 | 780 | 1.09e-05 | 2.28e-05
1 | 790 | 6.54e-05 | 0.00016
1 | 800 | 5.45e-06 | 1.54e-05
1 | 810 | 5.45e-06 | 1.74e-05
1 | 820 | 5.45e-06 | 1.93e-05
1 | 830 | 4.91e-05 | 0.000183
1 | 840 | 8.52e-05 | 0.000323
1 | 850 | 0.000131 | 0.000479
1 | 860 | 0.000104 | 0.000349
1 | 870 | 5.45e-05 | 0.000165
1 | 880 | 5.45e-06 | 1.45e-05
1 | 890 | 1.64e-05 | 3.82e-05
1 | 900 | 3.27e-05 | 6.65e-05
1 | 910 | 1.64e-05 | 2.93e-05
1 | 920 | 3.27e-05 | 5.27e-05
1 | 930 | 5.45e-06 | 7.87e-06
1 | 940 | 1.64e-05 | 2.18e-05
1 | 950 | 5.45e-05 | 6.71e-05
1 | 960 | 3.82e-05 | 4.44e-05
1 | 970 | 0.000114 | 0.000126
1 | 980 | 6e-05 | 6.32e-05
1 | 990 | 2.18e-05 | 2.23e-05
1 | 1000 | 3.82e-05 | 4.07e-05
1 | 1010 | 4.36e-05 | 4.86e-05
1 | 1020 | 4.36e-05 | 5.17e-05
1 | 1030 | 2.18e-05 | 2.89e-05
1 | 1040 | 3.82e-05 | 5.84e-05
1 | 1050 | 1.09e-05 | 2.02e-05
1 | 1060 | 5.45e-06 | 1.28e-05
1 | 1070 | 5.45e-05 | 0.000163
1 | 1080 | 2.73e-05 | 0.000101
1 | 1090 | 2.03e-12 | 9.4e-12
1 | 1100 | 1.64e-05 | 9.63e-05

## band_2
Band | Wavelength | InbandPeakMethodRSR | Method2
2 | 350 | 6.42e-05 | 0.000614
2 | 360 | 2.14e-05 | 0.000153
2 | 370 | 5e-05 | 0.000276
2 | 380 | 5e-05 | 0.0002
2 | 390 | 7.85e-05 | 0.00022
2 | 400 | 4.28e-05 | 8.51e-05
2 | 410 | 7.14e-06 | 9.99e-06
2 | 420 | 3.57e-05 | 3.68e-05
2 | 430 | 4.28e-05 | 3.44e-05
2 | 440 | 4.28e-05 | 2.73e-05
2 | 450 | 3.57e-05 | 1.93e-05
2 | 460 | 7.14e-06 | 3.36e-06
2 | 470 | 7.14e-05 | 2.86e-05
2 | 480 | 1.43e-05 | 4.99e-06
2 | 490 | 7.14e-06 | 2.18e-06
2 | 500 | 4.28e-05 | 1.17e-05
2 | 510 | 2.14e-05 | 5.33e-06
2 | 520 | 5.71e-05 | 1.31e-05
2 | 530 | 7.14e-05 | 1.54e-05
2 | 540 | 2.85e-05 | 5.92e-06
2 | 550 | 7.14e-05 | 1.42e-05
2 | 560 | 3.57e-05 | 7.01e-06
2 | 570 | 3.72e-05 | 7.27e-06
2 | 580 | 4.28e-05 | 8.43e-06
2 | 590 | 7.14e-06 | 1.45e-06
2 | 600 | 2.14e-05 | 4.5e-06
2 | 610 | 0.000157 | 3.46e-05
2 | 620 | 0.000171 | 3.99e-05
2 | 630 | 0.0003 | 7.39e-05
2 | 640 | 0.00045 | 0.000121
2 | 650 | 0.000507 | 0.000153
2 | 660 | 0.000814 | 0.000327
2 | 670 | 0.00103 | 0.000355
2 | 680 | 0.00121 | 0.00032
2 | 690 | 0.000228 | 5.34e-05
2 | 700 | 0.000935 | 0.000214
2 | 710 | 0.000157 | 3.77e-05
2 | 720 | 0.000121 | 3.22e-05
2 | 730 | 0.00015 | 4.43e-05
2 | 740 | 7.85e-05 | 2.65e-05
2 | 750 | 0.000114 | 4.45e-05
2 | 760 | 0.000321 | 0.000145
2 | 770 | 0.000421 | 0.000223
2 | 780 | 0.000742 | 0.00046
2 | 790 | 0.000871 | 0.00063
2 | 800 | 0.00152 | 0.00127
2 | 810 | 0.00343 | 0.00325
2 | 819.78 | 0.01 | 0.01
2 | 820.1 | 0.01066 | 0.01066
2 | 823.1 | 0.02638 | 0.02638
2 | 825.1 | 0.04626 | 0.04626
2 | 828.09 | 0.09199 | 0.09199
2 | 830.09 | 0.13421 | 0.13421
2 | 833.09 | 0.22013 | 0.22013
2 | 835.08 | 0.30053 | 0.30053
2 | 838.09 | 0.48908 | 0.48908
2 | 840.09 | 0.65417 | 0.65417
2 | 843.1 | 0.86819 | 0.86819
2 | 845.1 | 0.97291 | 0.97291
2 | 848.09 | 1 | 1
2 | 850.09 | 0.98444 | 0.98444
2 | 853.08 | 0.96925 | 0.96925
2 | 855.1 | 0.96652 | 0.96652
2 | 858.08 | 0.96951 | 0.96951
2 | 860.08 | 0.96599 | 0.96599
2 | 863.1 | 0.98541 | 0.98541
2 | 865.09 | 0.9809 | 0.9809
2 | 868.1 | 0.95739 | 0.95739
2 | 870.08 | 0.90879 | 0.90879
2 | 873.08 | 0.76706 | 0.76706
2 | 875.09 | 0.62672 | 0.62672
2 | 878.1 | 0.3449 | 0.3449
2 | 880.09 | 0.1946 | 0.1946
2 | 883.08 | 0.08713 | 0.08713
2 | 885.1 | 0.05777 | 0.05777
2 | 888.09 | 0.03756 | 0.03756
2 | 890.08 | 0.03078 | 0.03078
2 | 893.09 | 0.02328 | 0.02328
2 | 895.09 | 0.01891 | 0.01891
2 | 898.09 | 0.01241 | 0.01241
2 | 899.29 | 0.01 | 0.01
2 | 900 | 0.0144 | 0.00869
2 | 910 | 0.00427 | 0.00227
2 | 920 | 0.00529 | 0.00253
2 | 930 | 0.00313 | 0.00134
2 | 940 | 0.00137 | 0.000542
2 | 950 | 0.00296 | 0.00108
2 | 960 | 0.00198 | 0.000684
2 | 970 | 0.00216 | 0.000705
2 | 980 | 0.00211 | 0.00066
2 | 990 | 0.000178 | 5.41e-05
2 | 1000 | 1.43e-05 | 4.52e-06
2 | 1010 | 1e-08 | 1e-08
2 | 1020 | 5e-05 | 1.76e-05
2 | 1030 | 2.85e-05 | 1.12e-05
2 | 1040 | 0.000243 | 0.00011
2 | 1050 | 7.85e-05 | 4.32e-05
2 | 1060 | 2.85e-05 | 1.99e-05
2 | 1070 | 2.14e-05 | 1.9e-05
2 | 1080 | 1e-08 | 1e-08
2 | 1090 | 5.71e-05 | 7.84e-05
2 | 1100 | 2.85e-05 | 4.99e-05

## band_3
Band | Wavelength | InbandPeakMethodRSR | Method2
3 | 350 | 3.12e-05 | 0.000632
3 | 360 | 1.04e-05 | 0.000158
3 | 370 | 4.85e-05 | 0.000569
3 | 380 | 4.5e-05 | 0.000382
3 | 390 | 4.5e-05 | 0.000268
3 | 400 | 0.000336 | 0.00142
3 | 410 | 4.16e-05 | 0.000123
3 | 420 | 0.000222 | 0.000486
3 | 430 | 0.000326 | 0.000555
3 | 440 | 0.000714 | 0.000965
3 | 450 | 0.0259 | 0.0297
3 | 451.32 | 0.01 | 0.01
3 | 452.09 | 0.01699 | 0.01699
3 | 453.07 | 0.03968 | 0.03968
3 | 454.08 | 0.09588 | 0.09588
3 | 455.09 | 0.2065 | 0.2065
3 | 456.08 | 0.37359 | 0.37359
3 | 457.09 | 0.58498 | 0.58498
3 | 458.07 | 0.77756 | 0.77756
3 | 459.07 | 0.92479 | 0.92479
3 | 460.07 | 0.99116 | 0.99116
3 | 461.07 | 1 | 1
3 | 462.08 | 0.96053 | 0.96053
3 | 463.09 | 0.90533 | 0.90533
3 | 464.09 | 0.86429 | 0.86429
3 | 465.09 | 0.85294 | 0.85294
3 | 466.07 | 0.85776 | 0.85776
3 | 467.08 | 0.86707 | 0.86707
3 | 468.09 | 0.88282 | 0.88282
3 | 469.07 | 0.90711 | 0.90711
3 | 470.07 | 0.92239 | 0.92239
3 | 471.08 | 0.91883 | 0.91883
3 | 472.09 | 0.88678 | 0.88678
3 | 473.08 | 0.82269 | 0.82269
3 | 474.07 | 0.71728 | 0.71728
3 | 475.07 | 0.5809 | 0.5809
3 | 476.07 | 0.41907 | 0.41907
3 | 477.09 | 0.2636 | 0.2636
3 | 478.08 | 0.1412 | 0.1412
3 | 479.08 | 0.06455 | 0.06455
3 | 480.08 | 0.0271 | 0.0271
3 | 481.08 | 0.01174 | 0.01174
3 | 481.37 | 0.01 | 0.01
3 | 490 | 0.000312 | 0.000202
3 | 500 | 1.39e-05 | 8.01e-06
3 | 510 | 0.000121 | 6.41e-05
3 | 520 | 6.24e-05 | 3.03e-05
3 | 530 | 0.000125 | 5.7e-05
3 | 540 | 0.0001 | 4.43e-05
3 | 550 | 0.000142 | 6e-05
3 | 560 | 0.000894 | 0.000373
3 | 570 | 0.00315 | 0.00131
3 | 580 | 0.000267 | 0.000111
3 | 590 | 0.00104 | 0.000448
3 | 600 | 0.000201 | 8.96e-05
3 | 610 | 4.16e-05 | 1.95e-05
3 | 620 | 3.46e-06 | 1.71e-06
3 | 630 | 6.93e-06 | 3.63e-06
3 | 640 | 3.46e-06 | 1.98e-06
3 | 650 | 3.81e-05 | 2.44e-05
3 | 660 | 2.77e-05 | 2.37e-05
3 | 670 | 1.04e-05 | 7.62e-06
3 | 680 | 2.42e-05 | 1.37e-05
3 | 690 | 7.97e-05 | 3.95e-05
3 | 700 | 2.08e-05 | 1.01e-05
3 | 710 | 3.81e-05 | 1.94e-05
3 | 720 | 1.73e-05 | 9.75e-06
3 | 730 | 4.16e-05 | 2.61e-05
3 | 740 | 7.27e-05 | 5.22e-05
3 | 750 | 1.39e-05 | 1.15e-05
3 | 760 | 6.24e-05 | 5.98e-05
3 | 770 | 6.93e-06 | 7.79e-06
3 | 780 | 6.93e-06 | 9.11e-06
3 | 790 | 1e-15 | 1e-15
3 | 800 | 5.89e-05 | 0.000105
3 | 810 | 5.2e-05 | 0.000105
3 | 820 | 7.97e-05 | 0.000178
3 | 830 | 1.04e-05 | 2.44e-05
3 | 840 | 3.62e-06 | 8.63e-06
3 | 850 | 1.73e-05 | 3.99e-05
3 | 860 | 4.5e-05 | 9.56e-05
3 | 870 | 6.93e-06 | 1.32e-05
3 | 880 | 6.58e-05 | 0.00011
3 | 890 | 3.46e-05 | 5.09e-05
3 | 900 | 1.29e-12 | 1.65e-12
3 | 910 | 1.39e-05 | 1.56e-05
3 | 920 | 3.81e-05 | 3.86e-05
3 | 930 | 4.16e-05 | 3.78e-05
3 | 940 | 1e-15 | 1e-15
3 | 950 | 3.12e-05 | 2.42e-05
3 | 960 | 7.62e-05 | 5.58e-05
3 | 970 | 3.46e-06 | 2.4e-06
3 | 980 | 1.73e-05 | 1.15e-05
3 | 990 | 4.85e-05 | 3.12e-05
3 | 1000 | 5.2e-05 | 3.49e-05
3 | 1010 | 3.81e-05 | 2.67e-05
3 | 1020 | 8.31e-05 | 6.21e-05
3 | 1030 | 1.04e-05 | 8.68e-06
3 | 1040 | 3.46e-06 | 3.34e-06
3 | 1050 | 2.08e-05 | 2.43e-05
3 | 1060 | 5.54e-05 | 8.21e-05
3 | 1070 | 1.04e-05 | 1.96e-05
3 | 1080 | 1.39e-05 | 3.23e-05
3 | 1090 | 4.5e-05 | 0.000131
3 | 1100 | 1.73e-05 | 6.42e-05

## band_4
Band | Wavelength | InbandPeakMethodRSR | Method2
4 | 350 | 1.3e-05 | 0.000626
4 | 360 | 1.79e-05 | 0.000644
4 | 370 | 3.26e-06 | 9.06e-05
4 | 380 | 1.63e-06 | 3.28e-05
4 | 390 | 1.47e-05 | 0.000206
4 | 400 | 4.89e-06 | 4.88e-05
4 | 410 | 1e-15 | 1e-15
4 | 420 | 6.52e-06 | 3.38e-05
4 | 430 | 2.12e-05 | 8.55e-05
4 | 440 | 3.26e-06 | 1.04e-05
4 | 450 | 4.89e-06 | 1.33e-05
4 | 460 | 4.89e-05 | 0.000116
4 | 470 | 0.000717 | 0.00144
4 | 480 | 0.000474 | 0.000834
4 | 490 | 0.00118 | 0.00181
4 | 500 | 8.8e-05 | 0.000121
4 | 510 | 0.000116 | 0.000145
4 | 520 | 0.000209 | 0.00024
4 | 530 | 0.000412 | 0.000447
4 | 538.38 | 0.01 | 0.01
4 | 539.09 | 0.01726 | 0.01726
4 | 540.08 | 0.04214 | 0.04214
4 | 541.07 | 0.09347 | 0.09347
4 | 542.07 | 0.18483 | 0.18483
4 | 543.07 | 0.31866 | 0.31866
4 | 544.09 | 0.48771 | 0.48771
4 | 545.07 | 0.66519 | 0.66519
4 | 546.08 | 0.81947 | 0.81947
4 | 547.08 | 0.92641 | 0.92641
4 | 548.07 | 0.9768 | 0.9768
4 | 549.09 | 0.99209 | 0.99209
4 | 550.07 | 0.99638 | 0.99638
4 | 551.09 | 1 | 1
4 | 552.07 | 0.99387 | 0.99387
4 | 553.07 | 0.98645 | 0.98645
4 | 554.09 | 0.98599 | 0.98599
4 | 555.06 | 0.9857 | 0.9857
4 | 556.07 | 0.98392 | 0.98392
4 | 557.09 | 0.98056 | 0.98056
4 | 558.08 | 0.97538 | 0.97538
4 | 559.09 | 0.95906 | 0.95906
4 | 560.07 | 0.93017 | 0.93017
4 | 561.08 | 0.8653 | 0.8653
4 | 562.06 | 0.76477 | 0.76477
4 | 563.08 | 0.62944 | 0.62944
4 | 564.07 | 0.4735 | 0.4735
4 | 565.09 | 0.3009 | 0.3009
4 | 566.07 | 0.16063 | 0.16063
4 | 567.08 | 0.06766 | 0.06766
4 | 568.09 | 0.02472 | 0.02472
4 | 569.03 | 0.01 | 0.01
4 | 570 | 0.0207 | 0.0203
4 | 580 | 1.14e-05 | 1.13e-05
4 | 590 | 9.78e-06 | 9.99e-06
4 | 600 | 2.61e-05 | 2.75e-05
4 | 610 | 1.96e-05 | 2.17e-05
4 | 620 | 6.52e-06 | 7.63e-06
4 | 630 | 2.28e-05 | 2.83e-05
4 | 640 | 6.52e-06 | 8.84e-06
4 | 650 | 4.89e-06 | 7.4e-06
4 | 660 | 1e-15 | 1e-15
4 | 670 | 3.26e-06 | 5.66e-06
4 | 680 | 3.26e-06 | 4.35e-06
4 | 690 | 1.14e-05 | 1.34e-05
4 | 700 | 4.89e-06 | 5.64e-06
4 | 710 | 1.63e-06 | 1.97e-06
4 | 720 | 8.15e-06 | 1.09e-05
4 | 730 | 1.3e-05 | 1.94e-05
4 | 740 | 4.89e-06 | 8.3e-06
4 | 750 | 3.26e-06 | 6.39e-06
4 | 760 | 1.96e-05 | 4.45e-05
4 | 770 | 1.63e-06 | 4.34e-06
4 | 780 | 6.52e-06 | 2.03e-05
4 | 790 | 3.26e-06 | 1.19e-05
4 | 800 | 4.89e-06 | 2.06e-05
4 | 810 | 4.89e-06 | 2.33e-05
4 | 820 | 8.15e-06 | 4.31e-05
4 | 830 | 1.63e-06 | 9.08e-06
4 | 840 | 6.79e-06 | 3.83e-05
4 | 850 | 3.26e-06 | 1.78e-05
4 | 860 | 3.26e-06 | 1.64e-05
4 | 870 | 2.45e-05 | 0.000111
4 | 880 | 1.3e-05 | 5.16e-05
4 | 890 | 3.26e-06 | 1.13e-05
4 | 900 | 3.26e-06 | 9.89e-06
4 | 910 | 1.3e-05 | 3.49e-05
4 | 920 | 1.63e-06 | 3.91e-06
4 | 930 | 1.96e-05 | 4.21e-05
4 | 940 | 1.63e-06 | 3.24e-06
4 | 950 | 2.28e-05 | 4.19e-05
4 | 960 | 8.15e-06 | 1.41e-05
4 | 970 | 6.52e-06 | 1.07e-05
4 | 980 | 2.12e-05 | 3.33e-05
4 | 990 | 1e-15 | 1e-15
4 | 1000 | 2.12e-05 | 3.37e-05
4 | 1010 | 1.63e-06 | 2.71e-06
4 | 1020 | 4.89e-06 | 8.65e-06
4 | 1030 | 6.52e-06 | 1.29e-05
4 | 1040 | 4.89e-06 | 1.12e-05
4 | 1050 | 6.52e-06 | 1.8e-05
4 | 1060 | 9.78e-06 | 3.43e-05
4 | 1070 | 2.12e-05 | 9.46e-05
4 | 1080 | 2.12e-05 | 0.000117
4 | 1090 | 9.78e-06 | 6.75e-05
4 | 1100 | 1.63e-06 | 1.43e-05

## band_5
Band | Wavelength | InbandPeakMethodRSR | Method2
5 | 1100 | 8.27e-07 | 2.8e-06
5 | 1120 | 1.43e-06 | 2.74e-06
5 | 1140 | 1.07e-05 | 1.88e-05
5 | 1160 | 7.52e-05 | 0.0001
5 | 1180 | 0.000273 | 0.000327
5 | 1200 | 0.00132 | 0.00142
5 | 1213.3 | 0.01 | 0.01
5 | 1214.7 | 0.01456 | 0.01456
5 | 1216.2 | 0.02153 | 0.02153
5 | 1217.7 | 0.03116 | 0.03116
5 | 1219.2 | 0.04516 | 0.04516
5 | 1220.7 | 0.06575 | 0.06575
5 | 1222.2 | 0.09723 | 0.09723
5 | 1223.7 | 0.14237 | 0.14237
5 | 1225.2 | 0.20265 | 0.20265
5 | 1226.7 | 0.28478 | 0.28478
5 | 1228.2 | 0.38246 | 0.38246
5 | 1229.7 | 0.48401 | 0.48401
5 | 1231.2 | 0.59552 | 0.59552
5 | 1232.7 | 0.72057 | 0.72057
5 | 1234.2 | 0.81676 | 0.81676
5 | 1235.7 | 0.87483 | 0.87483
5 | 1237.2 | 0.93958 | 0.93958
5 | 1238.7 | 0.98052 | 0.98052
5 | 1240.2 | 0.98623 | 0.98623
5 | 1241.7 | 0.98723 | 0.98723
5 | 1243.2 | 1 | 1
5 | 1244.7 | 0.98388 | 0.98388
5 | 1246.2 | 0.93788 | 0.93788
5 | 1247.7 | 0.88397 | 0.88397
5 | 1249.2 | 0.81548 | 0.81548
5 | 1250.7 | 0.7123 | 0.7123
5 | 1252.2 | 0.59682 | 0.59682
5 | 1253.7 | 0.4613 | 0.4613
5 | 1255.2 | 0.32297 | 0.32297
5 | 1256.7 | 0.23488 | 0.23488
5 | 1258.2 | 0.17261 | 0.17261
5 | 1259.7 | 0.11357 | 0.11357
5 | 1261.2 | 0.06899 | 0.06899
5 | 1262.7 | 0.0504 | 0.0504
5 | 1264.2 | 0.03986 | 0.03986
5 | 1265.7 | 0.03012 | 0.03012
5 | 1267.2 | 0.01968 | 0.01968
5 | 1268.7 | 0.01432 | 0.01432
5 | 1270.2 | 0.01165 | 0.01165
5 | 1271.3 | 0.01 | 0.01
5 | 1280 | 0.00341 | 0.00327
5 | 1300 | 0.000246 | 0.000217
5 | 1320 | 2.52e-06 | 2.16e-06
5 | 1340 | 4.36e-06 | 3.89e-06
5 | 1360 | 6.54e-06 | 5.59e-06
5 | 1380 | 4.94e-06 | 4.27e-06
5 | 1400 | 9.59e-07 | 8.68e-07
5 | 1420 | 2.69e-05 | 2.48e-05
5 | 1440 | 8.39e-05 | 7.77e-05
5 | 1460 | 6.18e-05 | 5.49e-05
5 | 1480 | 3.33e-05 | 2.98e-05
5 | 1500 | 3.32e-05 | 2.93e-05
5 | 1520 | 3.16e-05 | 2.66e-05
5 | 1540 | 4.08e-05 | 3.57e-05
5 | 1560 | 0.000273 | 0.000234
5 | 1580 | 8.42e-05 | 7.36e-05
5 | 1600 | 0.000234 | 0.000203
5 | 1620 | 0.00104 | 0.000854
5 | 1640 | 0.000485 | 0.000404
5 | 1660 | 0.000183 | 0.000151
5 | 1680 | 0.000293 | 0.000257
5 | 1700 | 0.000118 | 0.000106
5 | 1720 | 0.000147 | 0.000132
5 | 1740 | 0.000217 | 0.000203
5 | 1760 | 0.000128 | 0.000115
5 | 1780 | 0.000116 | 0.000111
5 | 1800 | 6.72e-05 | 6.52e-05
5 | 1820 | 3.52e-05 | 3.69e-05
5 | 1840 | 1.56e-05 | 1.76e-05
5 | 1860 | 2.42e-07 | 2.65e-07
5 | 1880 | 9.18e-07 | 1.13e-06
5 | 1900 | 4.71e-07 | 6.15e-07
5 | 1920 | 4.73e-07 | 7.25e-07
5 | 1940 | 5.18e-06 | 8.45e-06
5 | 1960 | 1.64e-06 | 2.84e-06
5 | 1980 | 3.31e-06 | 6.15e-06
5 | 2000 | 9.2e-07 | 1.77e-06
5 | 2020 | 2.39e-06 | 5e-06
5 | 2040 | 4.95e-07 | 1.06e-06
5 | 2060 | 9.85e-06 | 2.25e-05
5 | 2080 | 4.87e-06 | 1.13e-05
5 | 2100 | 8.64e-06 | 2.15e-05
5 | 2120 | 3.24e-06 | 8.56e-06
5 | 2140 | 2.94e-06 | 8.68e-06
5 | 2160 | 1.03e-05 | 3.33e-05
5 | 2180 | 6.96e-06 | 2.1e-05
5 | 2200 | 1.23e-06 | 2.83e-06
5 | 2220 | 5.57e-06 | 1.36e-05
5 | 2240 | 1.42e-06 | 3.05e-06
5 | 2260 | 3.66e-06 | 7.82e-06
5 | 2280 | 9.5e-07 | 2.5e-06
5 | 2300 | 7.65e-07 | 2.18e-06
5 | 2320 | 5.9e-07 | 1.46e-05
5 | 2340 | 4.43e-06 | 6.01e-05
5 | 2360 | 2.86e-06 | 2.58e-05
5 | 2380 | 1.85e-06 | 1.33e-05
5 | 2400 | 5.48e-06 | 3.77e-05
5 | 2420 | 1.42e-05 | 9.91e-05
5 | 2440 | 1.04e-05 | 7.6e-05
5 | 2460 | 1.15e-06 | 8.74e-06
5 | 2480 | 7.6e-06 | 6.02e-05
5 | 2500 | 2.07e-05 | 0.000165
5 | 2520 | 8.27e-05 | 0.000686
5 | 2540 | 3.4e-05 | 0.000299
5 | 2560 | 1.4e-05 | 0.000129
5 | 2580 | 6.52e-05 | 0.000644
5 | 2600 | 0.000149 | 0.00154
5 | 2620 | 5.46e-05 | 0.000606
5 | 2640 | 1.87e-06 | 2.21e-05
5 | 2660 | 1.84e-05 | 0.000228
5 | 2680 | 7.95e-05 | 0.00106
5 | 2700 | 3.83e-06 | 5.47e-05
5 | 2720 | 4.06e-06 | 6.39e-05
5 | 2740 | 5.68e-06 | 0.000107
5 | 2760 | 1.62e-06 | 3.71e-05
5 | 2780 | 2.89e-06 | 8.09e-05
5 | 2800 | 7.55e-06 | 0.0003
5 | 2820 | 7.73e-06 | 0.000339
5 | 2840 | 6.6e-07 | 3.23e-05
5 | 2860 | 8.53e-06 | 0.000473
5 | 2880 | 6.64e-06 | 0.0004
5 | 2900 | 2.14e-06 | 8.43e-05
5 | 2950 | 6.94e-07 | 1.27e-05
5 | 3000 | 6.58e-06 | 8.82e-05
5 | 3050 | 2.43e-06 | 2.99e-05
5 | 3100 | 4.57e-07 | 5.44e-06
5 | 3150 | 2.78e-06 | 3.19e-05
5 | 3200 | 2.98e-06 | 3.45e-05
5 | 3250 | 4.27e-06 | 5.07e-05
5 | 3300 | 2.13e-06 | 2.48e-05
5 | 3350 | 4.2e-06 | 4.97e-05
5 | 3400 | 2.9e-06 | 3.51e-05
5 | 3450 | 3.69e-06 | 4.46e-05
5 | 3500 | 2.32e-06 | 2.8e-05
5 | 3550 | 1.78e-05 | 0.000221
5 | 3600 | 3.2e-06 | 4.06e-05
5 | 3650 | 5.34e-06 | 6.66e-05
5 | 3700 | 4.62e-06 | 5.46e-05
5 | 3750 | 1.31e-05 | 0.000154
5 | 3800 | 7.71e-06 | 9.26e-05
5 | 3850 | 1.43e-05 | 0.000179
5 | 3900 | 7.73e-06 | 9.95e-05
5 | 3950 | 4.01e-06 | 5.28e-05
5 | 4000 | 6.46e-06 | 8.95e-05
5 | 4050 | 1.5e-05 | 0.00022
5 | 4100 | 1.37e-05 | 0.000208
5 | 4150 | 1.23e-05 | 0.000181
5 | 4200 | 1.09e-05 | 0.000156
5 | 4250 | 5.59e-06 | 8.15e-05
5 | 4300 | 6.81e-06 | 0.000102
5 | 4350 | 7.45e-06 | 0.000111
5 | 4400 | 6.79e-06 | 0.000104
5 | 4450 | 1.19e-05 | 0.000195
5 | 4500 | 2.49e-05 | 0.000433
5 | 4550 | 1.87e-05 | 0.000339
5 | 4600 | 3.25e-05 | 0.000605
5 | 4650 | 2.8e-05 | 0.00055
5 | 4700 | 2.59e-05 | 0.000523
5 | 4750 | 3.14e-05 | 0.000634
5 | 4800 | 1.56e-05 | 0.000308
5 | 4850 | 2.5e-05 | 0.000495
5 | 4900 | 3.1e-05 | 0.000635
5 | 4950 | 2.29e-05 | 0.000476
5 | 5000 | 2.12e-05 | 0.000429
5 | 5050 | 2.83e-05 | 0.000573
5 | 5100 | 3.43e-05 | 0.000704
5 | 5150 | 4.11e-05 | 0.000862
5 | 5200 | 3.7e-05 | 0.00077
5 | 5250 | 8.26e-05 | 0.00171
5 | 5300 | 0.00013 | 0.00218
5 | 5350 | 6.89e-05 | 0.000998
5 | 5400 | 2.11e-05 | 0.000305

## band_6
Band | Wavelength | InbandPeakMethodRSR | Method2
6 | 1100 | 1.78e-06 | 7.29e-06
6 | 1120 | 4.05e-07 | 9.37e-07
6 | 1140 | 7.61e-07 | 1.62e-06
6 | 1160 | 1.97e-08 | 3.19e-08
6 | 1180 | 3.35e-06 | 4.87e-06
6 | 1200 | 4.21e-06 | 5.48e-06
6 | 1220 | 3.37e-05 | 4.29e-05
6 | 1240 | 0.000235 | 0.000284
6 | 1260 | 0.000273 | 0.000313
6 | 1280 | 0.00167 | 0.00194
6 | 1300 | 0.000571 | 0.000611
6 | 1320 | 8.25e-07 | 8.53e-07
6 | 1340 | 1.03e-06 | 1.11e-06
6 | 1360 | 1.27e-06 | 1.32e-06
6 | 1380 | 1.69e-06 | 1.77e-06
6 | 1400 | 6.64e-07 | 7.28e-07
6 | 1420 | 5.81e-06 | 6.49e-06
6 | 1440 | 2.14e-05 | 2.4e-05
6 | 1460 | 0.000103 | 0.00011
6 | 1480 | 0.000234 | 0.000253
6 | 1500 | 0.000419 | 0.000447
6 | 1520 | 0.000576 | 0.000587
6 | 1540 | 0.000735 | 0.000779
6 | 1560 | 0.00113 | 0.00118
6 | 1580 | 0.00255 | 0.0027
6 | 1595.6 | 0.01 | 0.01
6 | 1597.1 | 0.0138 | 0.0138
6 | 1599.1 | 0.02059 | 0.02059
6 | 1601.1 | 0.03278 | 0.03278
6 | 1603.1 | 0.05178 | 0.05178
6 | 1605.1 | 0.08409 | 0.08409
6 | 1607.1 | 0.1323 | 0.1323
6 | 1609.1 | 0.20571 | 0.20571
6 | 1611.1 | 0.30912 | 0.30912
6 | 1613.1 | 0.43001 | 0.43001
6 | 1615.1 | 0.55983 | 0.55983
6 | 1617.1 | 0.69634 | 0.69634
6 | 1619.1 | 0.82719 | 0.82719
6 | 1621.1 | 0.94828 | 0.94828
6 | 1623.1 | 1 | 1
6 | 1625.1 | 0.99283 | 0.99283
6 | 1627.1 | 0.97897 | 0.97897
6 | 1629.1 | 0.97064 | 0.97064
6 | 1631.1 | 0.95305 | 0.95305
6 | 1633.1 | 0.91876 | 0.91876
6 | 1635.1 | 0.86081 | 0.86081
6 | 1637.1 | 0.77029 | 0.77029
6 | 1639.1 | 0.65783 | 0.65783
6 | 1641.1 | 0.53439 | 0.53439
6 | 1643.1 | 0.4226 | 0.4226
6 | 1645.1 | 0.33007 | 0.33007
6 | 1647.1 | 0.24148 | 0.24148
6 | 1649.1 | 0.14559 | 0.14559
6 | 1651.1 | 0.08123 | 0.08123
6 | 1653.1 | 0.05361 | 0.05361
6 | 1655.1 | 0.03912 | 0.03912
6 | 1657.1 | 0.02819 | 0.02819
6 | 1659.1 | 0.01771 | 0.01771
6 | 1660.8 | 0.01 | 0.01
6 | 1680 | 0.000891 | 0.000946
6 | 1700 | 0.000162 | 0.000176
6 | 1720 | 8.13e-05 | 8.82e-05
6 | 1740 | 5.21e-05 | 5.88e-05
6 | 1760 | 4.09e-05 | 4.47e-05
6 | 1780 | 2.93e-05 | 3.37e-05
6 | 1800 | 1.97e-05 | 2.31e-05
6 | 1820 | 1.04e-05 | 1.32e-05
6 | 1840 | 2.93e-06 | 4.01e-06
6 | 1860 | 6.75e-07 | 8.96e-07
6 | 1880 | 2.17e-07 | 3.21e-07
6 | 1900 | 9.45e-07 | 1.5e-06
6 | 1920 | 7e-07 | 1.3e-06
6 | 1940 | 7.29e-07 | 1.44e-06
6 | 1960 | 5.4e-08 | 1.13e-07
6 | 1980 | 7.59e-07 | 1.7e-06
6 | 2000 | 8.67e-07 | 2.02e-06
6 | 2020 | 1.76e-06 | 4.46e-06
6 | 2040 | 4.46e-07 | 1.16e-06
6 | 2060 | 9.12e-07 | 2.52e-06
6 | 2080 | 3.16e-07 | 8.92e-07
6 | 2100 | 8.64e-07 | 2.6e-06
6 | 2120 | 5.1e-07 | 1.63e-06
6 | 2140 | 1.41e-06 | 5.04e-06
6 | 2160 | 2e-06 | 7.82e-06
6 | 2180 | 1.12e-06 | 4.08e-06
6 | 2200 | 3.25e-07 | 9.09e-07
6 | 2220 | 3.02e-07 | 8.96e-07
6 | 2240 | 5.97e-07 | 1.55e-06
6 | 2260 | 4.66e-07 | 1.21e-06
6 | 2280 | 6.13e-07 | 1.95e-06
6 | 2300 | 1.02e-06 | 3.52e-06
6 | 2320 | 7.47e-07 | 2.24e-05
6 | 2340 | 1.21e-06 | 1.99e-05
6 | 2360 | 4.59e-07 | 5e-06
6 | 2380 | 1.44e-06 | 1.25e-05
6 | 2400 | 1.89e-06 | 1.58e-05
6 | 2420 | 3.16e-06 | 2.66e-05
6 | 2440 | 3.04e-06 | 2.69e-05
6 | 2460 | 9.13e-07 | 8.42e-06
6 | 2480 | 1.79e-06 | 1.71e-05
6 | 2500 | 6.5e-06 | 6.26e-05
6 | 2520 | 1.38e-05 | 0.000138
6 | 2540 | 4.97e-06 | 5.3e-05
6 | 2560 | 2.22e-06 | 2.48e-05
6 | 2580 | 1.14e-05 | 0.000137
6 | 2600 | 3.11e-05 | 0.00039
6 | 2620 | 1.16e-05 | 0.000156
6 | 2640 | 1.01e-06 | 1.45e-05
6 | 2660 | 3.64e-06 | 5.48e-05
6 | 2680 | 2.3e-05 | 0.00037
6 | 2700 | 1.51e-06 | 2.61e-05
6 | 2720 | 4.76e-07 | 9.08e-06
6 | 2740 | 1.99e-06 | 4.52e-05
6 | 2760 | 3.22e-07 | 8.94e-06
6 | 2780 | 4.6e-07 | 1.56e-05
6 | 2800 | 1.38e-06 | 6.63e-05
6 | 2820 | 1.3e-06 | 6.9e-05
6 | 2840 | 4.25e-07 | 2.52e-05
6 | 2860 | 1.48e-06 | 9.97e-05
6 | 2880 | 1.25e-06 | 9.12e-05
6 | 2900 | 2.33e-07 | 1.11e-05
6 | 2950 | 2.2e-07 | 4.88e-06
6 | 3000 | 2.92e-07 | 4.73e-06
6 | 3050 | 4.17e-07 | 6.22e-06
6 | 3100 | 1.22e-07 | 1.76e-06
6 | 3150 | 9.74e-08 | 1.36e-06
6 | 3200 | 1.95e-07 | 2.74e-06
6 | 3250 | 1.19e-06 | 1.71e-05
6 | 3300 | 6.69e-07 | 9.45e-06
6 | 3350 | 1.83e-07 | 2.61e-06
6 | 3400 | 1.48e-07 | 2.17e-06
6 | 3450 | 8.88e-08 | 1.3e-06
6 | 3500 | 2.15e-07 | 3.14e-06
6 | 3550 | 2.2e-06 | 3.3e-05
6 | 3600 | 1.86e-07 | 2.86e-06
6 | 3650 | 5.07e-07 | 7.65e-06
6 | 3700 | 3.55e-08 | 5.08e-07
6 | 3750 | 1.48e-06 | 2.1e-05
6 | 3800 | 2.25e-08 | 3.27e-07
6 | 3850 | 6.14e-07 | 9.3e-06
6 | 3900 | 6.17e-07 | 9.61e-06
6 | 3950 | 4.02e-07 | 6.41e-06
6 | 4000 | 7.77e-07 | 1.3e-05
6 | 4050 | 2.34e-06 | 4.16e-05
6 | 4100 | 1.6e-07 | 2.92e-06
6 | 4150 | 2.37e-06 | 4.22e-05
6 | 4200 | 4.15e-07 | 7.18e-06
6 | 4250 | 2.65e-07 | 4.68e-06
6 | 4300 | 7.22e-08 | 1.31e-06
6 | 4350 | 3.32e-07 | 6.01e-06
6 | 4400 | 1.67e-07 | 3.09e-06
6 | 4450 | 2.61e-07 | 5.15e-06
6 | 4500 | 1.71e-06 | 3.6e-05
6 | 4550 | 2.41e-07 | 5.28e-06
6 | 4600 | 2.24e-06 | 5.05e-05
6 | 4650 | 1.2e-06 | 2.84e-05
6 | 4700 | 1.41e-06 | 3.43e-05
6 | 4750 | 2.91e-06 | 7.11e-05
6 | 4800 | 9.56e-07 | 2.29e-05
6 | 4850 | 1.77e-06 | 4.24e-05
6 | 4900 | 2.57e-06 | 6.39e-05
6 | 4950 | 2.51e-06 | 6.32e-05
6 | 5000 | 2e-06 | 4.89e-05
6 | 5050 | 3.84e-06 | 9.42e-05
6 | 5100 | 5.57e-06 | 0.000139
6 | 5150 | 7.74e-06 | 0.000196
6 | 5200 | 1.07e-05 | 0.000269
6 | 5250 | 2.75e-05 | 0.00069
6 | 5300 | 4.6e-05 | 0.000937
6 | 5350 | 2.49e-05 | 0.000436
6 | 5400 | 5.2e-06 | 9.1e-05

## band_7
Band | Wavelength | InbandPeakMethodRSR | Method2
7 | 1100 | 9.74e-07 | 1.33e-06
7 | 1120 | 1.46e-06 | 1.13e-06
7 | 1140 | 1.22e-06 | 8.62e-07
7 | 1160 | 6.09e-07 | 3.27e-07
7 | 1180 | 1.7e-06 | 8.25e-07
7 | 1200 | 1.22e-07 | 5.28e-08
7 | 1220 | 1.7e-06 | 7.22e-07
7 | 1240 | 2.43e-06 | 9.82e-07
7 | 1260 | 4.38e-06 | 1.67e-06
7 | 1280 | 2.43e-06 | 9.41e-07
7 | 1300 | 2.43e-07 | 8.66e-08
7 | 1320 | 4.87e-07 | 1.68e-07
7 | 1340 | 1.22e-06 | 4.38e-07
7 | 1360 | 4.99e-06 | 1.72e-06
7 | 1380 | 4.02e-06 | 1.4e-06
7 | 1400 | 2.07e-06 | 7.56e-07
7 | 1420 | 6.09e-07 | 2.27e-07
7 | 1440 | 1.83e-06 | 6.82e-07
7 | 1460 | 9.74e-07 | 3.49e-07
7 | 1480 | 1.95e-06 | 7.04e-07
7 | 1500 | 7.3e-07 | 2.59e-07
7 | 1520 | 1.7e-06 | 5.78e-07
7 | 1540 | 1.58e-06 | 5.58e-07
7 | 1560 | 4.87e-07 | 1.69e-07
7 | 1580 | 2.92e-06 | 1.03e-06
7 | 1600 | 7.18e-06 | 2.51e-06
7 | 1620 | 0.000126 | 4.19e-05
7 | 1640 | 5.51e-05 | 1.85e-05
7 | 1660 | 3.16e-06 | 1.05e-06
7 | 1680 | 4.87e-07 | 1.72e-07
7 | 1700 | 2.43e-07 | 8.82e-08
7 | 1720 | 2.43e-06 | 8.8e-07
7 | 1740 | 2.07e-06 | 7.79e-07
7 | 1760 | 6.33e-06 | 2.3e-06
7 | 1780 | 6.33e-06 | 2.43e-06
7 | 1800 | 4.38e-06 | 1.71e-06
7 | 1820 | 4.13e-05 | 1.74e-05
7 | 1840 | 0.000106 | 4.8e-05
7 | 1860 | 0.000162 | 7.17e-05
7 | 1880 | 0.000356 | 0.000176
7 | 1900 | 0.000517 | 0.000273
7 | 1920 | 0.000619 | 0.000383
7 | 1940 | 0.000887 | 0.000584
7 | 1960 | 0.00116 | 0.000813
7 | 1980 | 0.00135 | 0.00101
7 | 2000 | 0.00175 | 0.00136
7 | 2020 | 0.00255 | 0.00215
7 | 2040 | 0.00492 | 0.00426
7 | 2059.1 | 0.01 | 0.01
7 | 2060.6 | 0.01148 | 0.01148
7 | 2065.6 | 0.02224 | 0.02224
7 | 2070.6 | 0.04559 | 0.04559
7 | 2075.6 | 0.09809 | 0.09809
7 | 2080.5 | 0.22548 | 0.22548
7 | 2085.6 | 0.44507 | 0.44507
7 | 2090.6 | 0.70934 | 0.70934
7 | 2095.6 | 0.92032 | 0.92032
7 | 2100.6 | 0.98542 | 0.98542
7 | 2105.6 | 1 | 1
7 | 2110.6 | 0.91742 | 0.91742
7 | 2115.6 | 0.87097 | 0.87097
7 | 2120.6 | 0.79421 | 0.79421
7 | 2125.5 | 0.71062 | 0.71062
7 | 2130.6 | 0.64138 | 0.64138
7 | 2135.6 | 0.56194 | 0.56194
7 | 2140.6 | 0.48557 | 0.48557
7 | 2145.5 | 0.38628 | 0.38628
7 | 2150.6 | 0.26784 | 0.26784
7 | 2155.6 | 0.15177 | 0.15177
7 | 2160.6 | 0.07724 | 0.07724
7 | 2165.6 | 0.0402 | 0.0402
7 | 2170.5 | 0.01864 | 0.01864
7 | 2174.7 | 0.01 | 0.01
7 | 2180 | 0.00568 | 0.00692
7 | 2200 | 0.00122 | 0.00113
7 | 2220 | 0.000462 | 0.000456
7 | 2240 | 0.00022 | 0.000191
7 | 2260 | 0.000106 | 9.16e-05
7 | 2280 | 5.32e-05 | 5.64e-05
7 | 2300 | 2.65e-05 | 3.04e-05
7 | 2320 | 3.65e-06 | 3.64e-05
7 | 2340 | 8.16e-06 | 4.46e-05
7 | 2360 | 1.05e-05 | 3.8e-05
7 | 2380 | 1.67e-05 | 4.82e-05
7 | 2400 | 8.89e-06 | 2.47e-05
7 | 2420 | 9.37e-06 | 2.64e-05
7 | 2440 | 6.94e-06 | 2.05e-05
7 | 2460 | 1.22e-06 | 3.74e-06
7 | 2480 | 4.5e-06 | 1.44e-05
7 | 2500 | 2.07e-06 | 6.64e-06
7 | 2520 | 4.87e-07 | 1.63e-06
7 | 2540 | 4.75e-06 | 1.69e-05
7 | 2560 | 2.19e-06 | 8.14e-06
7 | 2580 | 3.65e-07 | 1.45e-06
7 | 2600 | 3.9e-06 | 1.63e-05
7 | 2620 | 2.43e-06 | 1.09e-05
7 | 2640 | 7.3e-07 | 3.48e-06
7 | 2660 | 4.53e-14 | 2.27e-13
7 | 2680 | 3.16e-06 | 1.7e-05
7 | 2700 | 2.31e-06 | 1.33e-05
7 | 2720 | 3.65e-07 | 2.32e-06
7 | 2740 | 4.26e-06 | 3.22e-05
7 | 2760 | 9.74e-07 | 9.01e-06
7 | 2780 | 6.09e-07 | 6.88e-06
7 | 2800 | 2.43e-06 | 3.91e-05
7 | 2820 | 6.45e-06 | 0.000114
7 | 2840 | 2.19e-06 | 4.32e-05
7 | 2860 | 2.19e-06 | 4.91e-05
7 | 2880 | 1.46e-06 | 3.55e-05
7 | 2900 | 1.46e-06 | 2.32e-05
7 | 2950 | 0 | 0
7 | 3000 | 3.16e-06 | 1.71e-05
7 | 3050 | 2.07e-06 | 1.03e-05
7 | 3100 | 6.09e-07 | 2.92e-06
7 | 3150 | 2.56e-06 | 1.18e-05
7 | 3200 | 1.95e-06 | 9.1e-06
7 | 3250 | 5.36e-06 | 2.56e-05
7 | 3300 | 1.1e-06 | 5.15e-06
7 | 3350 | 1.7e-06 | 8.12e-06
7 | 3400 | 8.52e-07 | 4.16e-06
7 | 3450 | 8.52e-07 | 4.16e-06
7 | 3500 | 8.52e-07 | 4.14e-06
7 | 3550 | 6.33e-06 | 3.17e-05
7 | 3600 | 2.43e-07 | 1.24e-06
7 | 3650 | 2.19e-06 | 1.1e-05
7 | 3700 | 3.77e-06 | 1.8e-05
7 | 3750 | 1.46e-06 | 6.9e-06
7 | 3800 | 1.34e-06 | 6.49e-06
7 | 3850 | 9.74e-07 | 4.91e-06
7 | 3900 | 2.43e-07 | 1.26e-06
7 | 3950 | 1.83e-06 | 9.7e-06
7 | 4000 | 4.02e-06 | 2.24e-05
7 | 4050 | 4.38e-06 | 2.6e-05
7 | 4100 | 3.41e-06 | 2.08e-05
7 | 4150 | 3.65e-07 | 2.17e-06
7 | 4200 | 7.61e-07 | 4.38e-06
7 | 4250 | 9.74e-07 | 5.72e-06
7 | 4300 | 8.52e-07 | 5.14e-06
7 | 4350 | 2.43e-07 | 1.47e-06
7 | 4400 | 9.74e-07 | 5.99e-06
7 | 4450 | 1.22e-07 | 8.01e-07
7 | 4500 | 1.1e-06 | 7.69e-06
7 | 4550 | 3.65e-07 | 2.67e-06
7 | 4600 | 1.22e-06 | 9.13e-06
7 | 4650 | 9.74e-07 | 7.71e-06
7 | 4700 | 1.58e-06 | 1.29e-05
7 | 4750 | 4.99e-06 | 4.06e-05
7 | 4800 | 2.19e-06 | 1.75e-05
7 | 4850 | 1.22e-06 | 9.73e-06
7 | 4900 | 2.43e-07 | 2.01e-06
7 | 4950 | 9.74e-07 | 8.17e-06
7 | 5000 | 1.22e-06 | 9.92e-06
7 | 5050 | 1.83e-06 | 1.49e-05
7 | 5100 | 2.31e-06 | 1.92e-05
7 | 5150 | 3.65e-07 | 3.09e-06
7 | 5200 | 3.65e-07 | 3.07e-06
7 | 5250 | 2.43e-07 | 2.04e-06
7 | 5300 | 1.95e-06 | 1.32e-05
7 | 5350 | 2.27e-14 | 1.32e-13
7 | 5400 | 8.52e-07 | 4.97e-06

## band_8
Band | Wavelength | InbandPeakMethodRSR | Method2
8 | 350 | 1.6e-05 | 0.000133
8 | 360 | 1e-15 | 1e-15
8 | 370 | 4e-05 | 0.000192
8 | 380 | 1.86e-05 | 6.49e-05
8 | 390 | 0.000155 | 0.000376
8 | 400 | 0.0752 | 0.13
8 | 400.49 | 0.01 | 0.01
8 | 401.71 | 0.02035 | 0.02035
8 | 403.01 | 0.12667 | 0.12667
8 | 404.31 | 0.38426 | 0.38426
8 | 405.62 | 0.60505 | 0.60505
8 | 406.93 | 0.63716 | 0.63716
8 | 408.22 | 0.63755 | 0.63755
8 | 409.5 | 0.73086 | 0.73086
8 | 410.83 | 0.78699 | 0.78699
8 | 412.12 | 0.60352 | 0.60352
8 | 413.4 | 0.42407 | 0.42407
8 | 414.71 | 0.75498 | 0.75498
8 | 416.02 | 1 | 1
8 | 417.31 | 0.95618 | 0.95618
8 | 418.61 | 0.697 | 0.697
8 | 419.91 | 0.35839 | 0.35839
8 | 421.23 | 0.11789 | 0.11789
8 | 422.53 | 0.03176 | 0.03176
8 | 423.8 | 0.01 | 0.01
8 | 430 | 0.000741 | 0.000517
8 | 440 | 0.000117 | 6.49e-05
8 | 450 | 0.00016 | 7.51e-05
8 | 460 | 0.000285 | 0.000117
8 | 470 | 0.000567 | 0.000198
8 | 480 | 0.00104 | 0.000317
8 | 490 | 0.00295 | 0.000784
8 | 500 | 0.00756 | 0.00179
8 | 510 | 0.0117 | 0.00253
8 | 520 | 0.00607 | 0.00121
8 | 530 | 0.00157 | 0.000293
8 | 540 | 0.00162 | 0.000292
8 | 550 | 0.00187 | 0.000323
8 | 560 | 0.00159 | 0.000271
8 | 570 | 0.00141 | 0.00024
8 | 580 | 0.000133 | 2.28e-05
8 | 590 | 0.000376 | 6.64e-05
8 | 600 | 2.66e-06 | 4.87e-07
8 | 610 | 4e-05 | 7.67e-06
8 | 620 | 2.66e-05 | 5.39e-06
8 | 630 | 2.66e-05 | 5.71e-06
8 | 640 | 2.4e-05 | 5.62e-06
8 | 650 | 2.13e-05 | 5.58e-06
8 | 660 | 5.33e-05 | 1.86e-05
8 | 670 | 1.6e-05 | 4.8e-06
8 | 680 | 1.86e-05 | 4.31e-06
8 | 690 | 1.6e-05 | 3.25e-06
8 | 700 | 2.66e-05 | 5.31e-06
8 | 710 | 2.13e-05 | 4.45e-06
8 | 720 | 1e-15 | 1e-15
8 | 730 | 2.66e-06 | 6.85e-07
8 | 740 | 1.07e-05 | 3.13e-06
8 | 750 | 1.6e-05 | 5.42e-06
8 | 760 | 6.93e-05 | 2.72e-05
8 | 770 | 2.93e-05 | 1.35e-05
8 | 780 | 1e-15 | 1e-15
8 | 790 | 1.07e-05 | 6.71e-06
8 | 800 | 5.33e-06 | 3.87e-06
8 | 810 | 1.07e-05 | 8.78e-06
8 | 820 | 5.33e-06 | 4.87e-06
8 | 830 | 5.33e-06 | 5.13e-06
8 | 840 | 3.33e-05 | 3.25e-05
8 | 850 | 5.86e-05 | 5.53e-05
8 | 860 | 3.73e-05 | 3.24e-05
8 | 870 | 4e-05 | 3.13e-05
8 | 880 | 3.46e-05 | 2.37e-05
8 | 890 | 1.33e-05 | 8.01e-06
8 | 900 | 1.86e-05 | 9.78e-06
8 | 910 | 5.33e-06 | 2.46e-06
8 | 920 | 5.06e-05 | 2.1e-05
8 | 930 | 1.33e-05 | 4.96e-06
8 | 940 | 2.4e-05 | 8.24e-06
8 | 950 | 6.13e-05 | 1.95e-05
8 | 960 | 7.99e-06 | 2.4e-06
8 | 970 | 2.66e-06 | 7.56e-07
8 | 980 | 4e-05 | 1.09e-05
8 | 990 | 3.73e-05 | 9.84e-06
8 | 1000 | 6.39e-05 | 1.76e-05
8 | 1010 | 3.46e-05 | 9.96e-06
8 | 1020 | 4e-05 | 1.22e-05
8 | 1030 | 1e-15 | 1e-15
8 | 1040 | 2.13e-05 | 8.41e-06
8 | 1050 | 6.93e-05 | 3.31e-05
8 | 1060 | 1e-15 | 1e-15
8 | 1070 | 1.86e-05 | 1.44e-05
8 | 1080 | 1.33e-05 | 1.27e-05
8 | 1090 | 5.33e-06 | 6.36e-06
8 | 1100 | 1.6e-05 | 2.43e-05

## band_9
Band | Wavelength | InbandPeakMethodRSR | Method2
9 | 350 | 9.2e-07 | 1.41e-05
9 | 360 | 2.02e-05 | 0.000231
9 | 370 | 2.76e-06 | 2.44e-05
9 | 380 | 1.47e-05 | 9.41e-05
9 | 390 | 1.75e-05 | 7.83e-05
9 | 400 | 6.44e-06 | 2.05e-05
9 | 410 | 3.04e-05 | 6.79e-05
9 | 420 | 0.000186 | 0.000307
9 | 430 | 0.0116 | 0.0149
9 | 433.07 | 0.01 | 0.01
9 | 433.97 | 0.03194 | 0.03194
9 | 434.98 | 0.10086 | 0.10086
9 | 435.97 | 0.24142 | 0.24142
9 | 436.97 | 0.43776 | 0.43776
9 | 437.97 | 0.58969 | 0.58969
9 | 438.99 | 0.73302 | 0.73302
9 | 439.97 | 0.91342 | 0.91342
9 | 440.98 | 0.98811 | 0.98811
9 | 441.97 | 0.99815 | 0.99815
9 | 442.98 | 1 | 1
9 | 443.99 | 0.98666 | 0.98666
9 | 444.98 | 0.9312 | 0.9312
9 | 445.97 | 0.78388 | 0.78388
9 | 446.97 | 0.54285 | 0.54285
9 | 447.98 | 0.26894 | 0.26894
9 | 448.97 | 0.10134 | 0.10134
9 | 449.98 | 0.03875 | 0.03875
9 | 450.98 | 0.01225 | 0.01225
9 | 451.22 | 0.01 | 0.01
9 | 460 | 4.97e-05 | 3.74e-05
9 | 470 | 3.31e-05 | 2.12e-05
9 | 480 | 3.31e-05 | 1.85e-05
9 | 490 | 7.18e-05 | 3.5e-05
9 | 500 | 0.000169 | 7.37e-05
9 | 510 | 0.000272 | 0.000108
9 | 520 | 0.000657 | 0.00024
9 | 530 | 0.000692 | 0.000238
9 | 540 | 0.0008 | 0.000266
9 | 550 | 0.000741 | 0.000236
9 | 560 | 0.000133 | 4.19e-05
9 | 570 | 1.92e-05 | 5.99e-06
9 | 580 | 3.68e-06 | 1.16e-06
9 | 590 | 1.84e-06 | 5.98e-07
9 | 600 | 3.68e-06 | 1.24e-06
9 | 610 | 5.52e-06 | 1.95e-06
9 | 620 | 8.28e-06 | 3.08e-06
9 | 630 | 6.44e-06 | 2.54e-06
9 | 640 | 1.1e-05 | 4.76e-06
9 | 650 | 1.29e-05 | 6.2e-06
9 | 660 | 5.52e-06 | 3.55e-06
9 | 670 | 7.36e-06 | 4.06e-06
9 | 680 | 4.6e-06 | 1.95e-06
9 | 690 | 1e-15 | 1e-15
9 | 700 | 1.01e-05 | 3.71e-06
9 | 710 | 1.01e-05 | 3.89e-06
9 | 720 | 9.2e-06 | 3.9e-06
9 | 730 | 1.84e-06 | 8.7e-07
9 | 740 | 3.68e-06 | 1.99e-06
9 | 750 | 1.29e-05 | 8.03e-06
9 | 760 | 1e-15 | 1e-15
9 | 770 | 9.2e-06 | 7.79e-06
9 | 780 | 9.2e-07 | 9.11e-07
9 | 790 | 1.01e-05 | 1.17e-05
9 | 800 | 1.2e-05 | 1.6e-05
9 | 810 | 1e-15 | 1e-15
9 | 820 | 3.68e-06 | 6.19e-06
9 | 830 | 1.84e-06 | 3.26e-06
9 | 840 | 8.63e-06 | 1.55e-05
9 | 850 | 9.2e-06 | 1.6e-05
9 | 860 | 6.44e-06 | 1.03e-05
9 | 870 | 3.68e-06 | 5.3e-06
9 | 880 | 1e-15 | 1e-15
9 | 890 | 1.29e-05 | 1.43e-05
9 | 900 | 5.52e-06 | 5.33e-06
9 | 910 | 1.84e-06 | 1.56e-06
9 | 920 | 2.76e-06 | 2.11e-06
9 | 930 | 6.44e-06 | 4.41e-06
9 | 940 | 5.52e-06 | 3.49e-06
9 | 950 | 9.2e-06 | 5.37e-06
9 | 960 | 6.44e-06 | 3.55e-06
9 | 970 | 4.6e-06 | 2.4e-06
9 | 980 | 9.2e-07 | 4.6e-07
9 | 990 | 9.2e-07 | 4.46e-07
9 | 1000 | 6.44e-06 | 3.26e-06
9 | 1010 | 6.44e-06 | 3.41e-06
9 | 1020 | 1.75e-05 | 9.83e-06
9 | 1030 | 6.44e-06 | 4.05e-06
9 | 1040 | 6.44e-06 | 4.68e-06
9 | 1050 | 8.28e-06 | 7.29e-06
9 | 1060 | 9.2e-06 | 1.03e-05
9 | 1070 | 9.2e-07 | 1.31e-06
9 | 1080 | 2.76e-06 | 4.85e-06
9 | 1090 | 1.38e-05 | 3.03e-05
9 | 1100 | 4.6e-06 | 1.28e-05

## band_10
Band | Wavelength | InbandPeakMethodRSR | Method2
10 | 350 | 6.87e-06 | 0.000212
10 | 360 | 5.28e-07 | 1.22e-05
10 | 370 | 5.28e-06 | 9.46e-05
10 | 380 | 5.28e-07 | 6.84e-06
10 | 390 | 2.64e-06 | 2.39e-05
10 | 400 | 1.59e-05 | 0.000102
10 | 410 | 0.000435 | 0.00197
10 | 420 | 0.00139 | 0.00465
10 | 430 | 0.000368 | 0.000955
10 | 440 | 0.000335 | 0.000691
10 | 450 | 0.000556 | 0.000973
10 | 460 | 0.00101 | 0.00154
10 | 470 | 0.00209 | 0.0027
10 | 478.05 | 0.01 | 0.01
10 | 478.56 | 0.01764 | 0.01764
10 | 479.17 | 0.03843 | 0.03843
10 | 479.79 | 0.07852 | 0.07852
10 | 480.37 | 0.14034 | 0.14034
10 | 480.98 | 0.2341 | 0.2341
10 | 481.57 | 0.35395 | 0.35395
10 | 482.19 | 0.50479 | 0.50479
10 | 482.77 | 0.66038 | 0.66038
10 | 483.39 | 0.80562 | 0.80562
10 | 483.98 | 0.90063 | 0.90063
10 | 484.56 | 0.94848 | 0.94848
10 | 485.18 | 0.97083 | 0.97083
10 | 485.79 | 0.98244 | 0.98244
10 | 486.37 | 0.98892 | 0.98892
10 | 486.98 | 0.99236 | 0.99236
10 | 487.59 | 0.99422 | 0.99422
10 | 488.16 | 0.99368 | 0.99368
10 | 488.77 | 0.99857 | 0.99857
10 | 489.37 | 1 | 1
10 | 489.99 | 0.98781 | 0.98781
10 | 490.58 | 0.95353 | 0.95353
10 | 491.18 | 0.88984 | 0.88984
10 | 491.77 | 0.78861 | 0.78861
10 | 492.38 | 0.64307 | 0.64307
10 | 492.97 | 0.4754 | 0.4754
10 | 493.57 | 0.29575 | 0.29575
10 | 494.18 | 0.14612 | 0.14612
10 | 494.79 | 0.0587 | 0.0587
10 | 495.37 | 0.02294 | 0.02294
10 | 495.93 | 0.01 | 0.01
10 | 500 | 0.00302 | 0.00267
10 | 510 | 0.000113 | 9.07e-05
10 | 520 | 0.000117 | 8.69e-05
10 | 530 | 0.000149 | 0.000104
10 | 540 | 0.000209 | 0.000141
10 | 550 | 0.00037 | 0.000238
10 | 560 | 0.000478 | 0.000304
10 | 570 | 0.000755 | 0.000478
10 | 580 | 0.000178 | 0.000113
10 | 590 | 0.000876 | 0.000576
10 | 600 | 9.67e-05 | 6.58e-05
10 | 610 | 6.5e-05 | 4.64e-05
10 | 620 | 0.000141 | 0.000106
10 | 630 | 3.17e-05 | 2.53e-05
10 | 640 | 1.06e-06 | 9.22e-07
10 | 650 | 5.81e-06 | 5.67e-06
10 | 660 | 4.76e-06 | 6.19e-06
10 | 670 | 1.59e-06 | 1.77e-06
10 | 680 | 4.76e-06 | 4.09e-06
10 | 690 | 1.59e-06 | 1.2e-06
10 | 700 | 1.06e-05 | 7.85e-06
10 | 710 | 5.28e-07 | 4.11e-07
10 | 720 | 2.64e-06 | 2.27e-06
10 | 730 | 1.59e-06 | 1.52e-06
10 | 740 | 2.11e-06 | 2.31e-06
10 | 750 | 8.46e-06 | 1.07e-05
10 | 760 | 1e-15 | 1e-15
10 | 770 | 3.17e-06 | 5.44e-06
10 | 780 | 5.28e-07 | 1.06e-06
10 | 790 | 4.76e-06 | 1.11e-05
10 | 800 | 4.76e-06 | 1.29e-05
10 | 810 | 3.95e-13 | 1.21e-12
10 | 820 | 6.34e-06 | 2.16e-05
10 | 830 | 1e-15 | 1e-15
10 | 840 | 4.96e-06 | 1.8e-05
10 | 850 | 5.28e-06 | 1.86e-05
10 | 860 | 1.16e-05 | 3.76e-05
10 | 870 | 1.06e-06 | 3.08e-06
10 | 880 | 3.17e-06 | 8.09e-06
10 | 890 | 5.28e-06 | 1.18e-05
10 | 900 | 1.59e-06 | 3.1e-06
10 | 910 | 2.64e-06 | 4.55e-06
10 | 920 | 2.64e-06 | 4.09e-06
10 | 930 | 4.76e-06 | 6.6e-06
10 | 940 | 5.28e-06 | 6.76e-06
10 | 950 | 1.98e-13 | 2.34e-13
10 | 960 | 4.23e-06 | 4.72e-06
10 | 970 | 2.64e-06 | 2.79e-06
10 | 980 | 2.11e-06 | 2.14e-06
10 | 990 | 5.81e-06 | 5.71e-06
10 | 1000 | 1.06e-06 | 1.08e-06
10 | 1010 | 1.06e-06 | 1.13e-06
10 | 1020 | 7.93e-06 | 9.03e-06
10 | 1030 | 5.28e-07 | 6.73e-07
10 | 1040 | 7.93e-06 | 1.17e-05
10 | 1050 | 4.23e-06 | 7.53e-06
10 | 1060 | 3.7e-06 | 8.36e-06
10 | 1070 | 5.28e-06 | 1.52e-05
10 | 1080 | 5.28e-07 | 1.88e-06
10 | 1090 | 1.59e-06 | 7.05e-06
10 | 1100 | 1.59e-06 | 8.96e-06

## band_11
Band | Wavelength | InbandPeakMethodRSR | Method2
11 | 350 | 3.45e-07 | 1.53e-05
11 | 360 | 2.07e-06 | 6.86e-05
11 | 370 | 1e-15 | 1e-15
11 | 380 | 2.07e-06 | 3.84e-05
11 | 390 | 3.45e-07 | 4.48e-06
11 | 400 | 1.38e-06 | 1.27e-05
11 | 410 | 5.18e-06 | 3.36e-05
11 | 420 | 2.42e-06 | 1.16e-05
11 | 430 | 4.83e-06 | 1.8e-05
11 | 440 | 1.48e-05 | 4.39e-05
11 | 450 | 3.28e-05 | 8.22e-05
11 | 460 | 3.45e-05 | 7.55e-05
11 | 470 | 7.07e-05 | 0.000132
11 | 480 | 0.000158 | 0.000256
11 | 490 | 0.000235 | 0.000333
11 | 500 | 0.000366 | 0.000463
11 | 510 | 0.000656 | 0.000758
11 | 519.72 | 0.01 | 0.01
11 | 520.27 | 0.01997 | 0.01997
11 | 520.87 | 0.04432 | 0.04432
11 | 521.48 | 0.08635 | 0.08635
11 | 522.08 | 0.14632 | 0.14632
11 | 522.68 | 0.22156 | 0.22156
11 | 523.28 | 0.3126 | 0.3126
11 | 523.86 | 0.4167 | 0.4167
11 | 524.46 | 0.54277 | 0.54277
11 | 525.06 | 0.67936 | 0.67936
11 | 525.66 | 0.81135 | 0.81135
11 | 526.27 | 0.91833 | 0.91833
11 | 526.87 | 0.97936 | 0.97936
11 | 527.48 | 0.99328 | 0.99328
11 | 528.07 | 0.98528 | 0.98528
11 | 528.68 | 0.98077 | 0.98077
11 | 529.27 | 0.98657 | 0.98657
11 | 529.86 | 0.99431 | 0.99431
11 | 530.48 | 1 | 1
11 | 531.07 | 0.99715 | 0.99715
11 | 531.67 | 0.9818 | 0.9818
11 | 532.27 | 0.95152 | 0.95152
11 | 532.87 | 0.90821 | 0.90821
11 | 533.48 | 0.85501 | 0.85501
11 | 534.08 | 0.79569 | 0.79569
11 | 534.66 | 0.73447 | 0.73447
11 | 535.27 | 0.66128 | 0.66128
11 | 535.88 | 0.57184 | 0.57184
11 | 536.46 | 0.46867 | 0.46867
11 | 537.07 | 0.34783 | 0.34783
11 | 537.68 | 0.22732 | 0.22732
11 | 538.26 | 0.13452 | 0.13452
11 | 538.86 | 0.0719 | 0.0719
11 | 539.47 | 0.03765 | 0.03765
11 | 540.07 | 0.02047 | 0.02047
11 | 540.67 | 0.01169 | 0.01169
11 | 540.89 | 0.01 | 0.01
11 | 550 | 0.00102 | 0.000939
11 | 560 | 0.000675 | 0.000616
11 | 570 | 0.000705 | 0.00064
11 | 580 | 0.000161 | 0.000147
11 | 590 | 0.000348 | 0.000328
11 | 600 | 2.93e-05 | 2.86e-05
11 | 610 | 4.14e-05 | 4.24e-05
11 | 620 | 5.52e-06 | 5.96e-06
11 | 630 | 1.73e-06 | 1.98e-06
11 | 640 | 3.45e-07 | 4.32e-07
11 | 650 | 1.04e-06 | 1.45e-06
11 | 660 | 3.45e-07 | 6.44e-07
11 | 670 | 1.04e-06 | 1.66e-06
11 | 680 | 2.07e-06 | 2.55e-06
11 | 690 | 5.87e-06 | 6.37e-06
11 | 700 | 4.83e-06 | 5.14e-06
11 | 710 | 3.45e-07 | 3.85e-07
11 | 720 | 1.38e-06 | 1.7e-06
11 | 730 | 3.11e-06 | 4.26e-06
11 | 740 | 1.04e-06 | 1.62e-06
11 | 750 | 3.11e-06 | 5.62e-06
11 | 760 | 4.49e-06 | 9.41e-06
11 | 770 | 2.42e-06 | 5.94e-06
11 | 780 | 1.38e-06 | 3.97e-06
11 | 790 | 2.42e-06 | 8.12e-06
11 | 800 | 3.11e-06 | 1.21e-05
11 | 810 | 1.04e-06 | 4.55e-06
11 | 820 | 1.38e-06 | 6.74e-06
11 | 830 | 1.04e-06 | 5.33e-06
11 | 840 | 2.52e-06 | 1.31e-05
11 | 850 | 2.42e-06 | 1.22e-05
11 | 860 | 6.53e-14 | 2.99e-13
11 | 870 | 3.45e-06 | 1.44e-05
11 | 880 | 3.11e-06 | 1.14e-05
11 | 890 | 1.04e-06 | 3.33e-06
11 | 900 | 3.8e-06 | 1.06e-05
11 | 910 | 4.83e-06 | 1.19e-05
11 | 920 | 3.45e-07 | 7.65e-07
11 | 930 | 2.07e-06 | 4.12e-06
11 | 940 | 2.07e-06 | 3.8e-06
11 | 950 | 2.07e-06 | 3.51e-06
11 | 960 | 3.45e-06 | 5.52e-06
11 | 970 | 3.8e-06 | 5.75e-06
11 | 980 | 2.42e-06 | 3.5e-06
11 | 990 | 3.8e-06 | 5.35e-06
11 | 1000 | 1.04e-06 | 1.52e-06
11 | 1010 | 2.07e-06 | 3.18e-06
11 | 1020 | 2.76e-06 | 4.51e-06
11 | 1030 | 1.04e-06 | 1.89e-06
11 | 1040 | 4.49e-06 | 9.46e-06
11 | 1050 | 4.14e-06 | 1.06e-05
11 | 1060 | 2.07e-06 | 6.71e-06
11 | 1070 | 1.38e-06 | 5.69e-06
11 | 1080 | 2.42e-06 | 1.23e-05
11 | 1090 | 1.04e-06 | 6.6e-06
11 | 1100 | 1.04e-06 | 8.39e-06

## band_12
Band | Wavelength | InbandPeakMethodRSR | Method2
12 | 350 | 2.95e-06 | 0.000139
12 | 360 | 1.47e-06 | 5.2e-05
12 | 370 | 1.72e-06 | 4.7e-05
12 | 380 | 1.47e-06 | 2.91e-05
12 | 390 | 3.68e-06 | 5.1e-05
12 | 400 | 2.6e-05 | 0.000256
12 | 410 | 1.42e-05 | 9.86e-05
12 | 420 | 1.67e-05 | 8.53e-05
12 | 430 | 2.48e-05 | 9.84e-05
12 | 440 | 1.13e-05 | 3.56e-05
12 | 450 | 1.62e-05 | 4.33e-05
12 | 460 | 3.51e-05 | 8.18e-05
12 | 470 | 0.000112 | 0.000222
12 | 480 | 8.74e-05 | 0.000151
12 | 490 | 0.00019 | 0.000287
12 | 500 | 0.000297 | 0.0004
12 | 510 | 0.000453 | 0.000558
12 | 520 | 0.000781 | 0.000884
12 | 530 | 0.0014 | 0.00149
12 | 537.19 | 0.01 | 0.01
12 | 538.07 | 0.03038 | 0.03038
12 | 539.09 | 0.09435 | 0.09435
12 | 540.08 | 0.19311 | 0.19311
12 | 541.06 | 0.32389 | 0.32389
12 | 542.07 | 0.48428 | 0.48428
12 | 543.07 | 0.67112 | 0.67112
12 | 544.09 | 0.8662 | 0.8662
12 | 544.09 | 0.86482 | 0.86482
12 | 545.07 | 0.96933 | 0.96933
12 | 546.08 | 0.99165 | 0.99165
12 | 547.07 | 1 | 1
12 | 548.07 | 0.98094 | 0.98094
12 | 549.08 | 0.9298 | 0.9298
12 | 550.07 | 0.84427 | 0.84427
12 | 551.08 | 0.72904 | 0.72904
12 | 552.07 | 0.58422 | 0.58422
12 | 553.06 | 0.41827 | 0.41827
12 | 553.06 | 0.41719 | 0.41719
12 | 554.09 | 0.23065 | 0.23065
12 | 555.06 | 0.08815 | 0.08815
12 | 556.07 | 0.02433 | 0.02433
12 | 556.92 | 0.01 | 0.01
12 | 560 | 0.00655 | 0.00637
12 | 570 | 0.000746 | 0.000721
12 | 580 | 0.000105 | 0.000102
12 | 590 | 0.000228 | 0.00023
12 | 600 | 1.33e-05 | 1.38e-05
12 | 610 | 1.84e-05 | 2.01e-05
12 | 620 | 2.14e-05 | 2.46e-05
12 | 630 | 7.61e-06 | 9.29e-06
12 | 640 | 2.7e-06 | 3.6e-06
12 | 650 | 1e-15 | 1e-15
12 | 660 | 2.46e-06 | 4.89e-06
12 | 670 | 5.65e-06 | 9.65e-06
12 | 680 | 1.47e-06 | 1.94e-06
12 | 690 | 2.95e-06 | 3.41e-06
12 | 700 | 1.96e-06 | 2.23e-06
12 | 710 | 2.7e-06 | 3.21e-06
12 | 720 | 1.23e-06 | 1.61e-06
12 | 730 | 1.23e-06 | 1.8e-06
12 | 740 | 3.68e-06 | 6.15e-06
12 | 750 | 2.7e-06 | 5.21e-06
12 | 760 | 1.47e-06 | 3.29e-06
12 | 770 | 1.96e-06 | 5.15e-06
12 | 780 | 1.23e-06 | 3.76e-06
12 | 790 | 4.42e-06 | 1.58e-05
12 | 800 | 2.7e-06 | 1.12e-05
12 | 810 | 3.93e-06 | 1.84e-05
12 | 820 | 2.46e-06 | 1.28e-05
12 | 830 | 1.23e-06 | 6.73e-06
12 | 840 | 7.68e-07 | 4.26e-06
12 | 850 | 2.21e-06 | 1.19e-05
12 | 860 | 2.46e-07 | 1.21e-06
12 | 870 | 4.91e-07 | 2.19e-06
12 | 880 | 1.23e-06 | 4.78e-06
12 | 890 | 4.91e-07 | 1.68e-06
12 | 900 | 1.96e-06 | 5.86e-06
12 | 910 | 7.37e-07 | 1.94e-06
12 | 920 | 2.46e-07 | 5.8e-07
12 | 930 | 4.91e-07 | 1.04e-06
12 | 940 | 1.96e-06 | 3.84e-06
12 | 950 | 2.7e-06 | 4.88e-06
12 | 960 | 1.96e-06 | 3.35e-06
12 | 970 | 1.47e-06 | 2.38e-06
12 | 980 | 1.23e-06 | 1.9e-06
12 | 990 | 2.7e-06 | 4.05e-06
12 | 1000 | 4.91e-07 | 7.69e-07
12 | 1010 | 4.18e-06 | 6.83e-06
12 | 1020 | 3.93e-06 | 6.84e-06
12 | 1030 | 7.37e-07 | 1.43e-06
12 | 1040 | 1.72e-06 | 3.86e-06
12 | 1050 | 4.91e-07 | 1.34e-06
12 | 1060 | 5.16e-06 | 1.78e-05
12 | 1070 | 1.96e-06 | 8.63e-06
12 | 1080 | 1.47e-06 | 8e-06
12 | 1090 | 4.42e-06 | 3e-05
12 | 1100 | 3.68e-06 | 3.18e-05

## band_13
Band | Wavelength | InbandPeakMethodRSR | Method2
13 | 350 | 1.48e-06 | 3.8e-05
13 | 360 | 8.87e-07 | 1.71e-05
13 | 370 | 2.07e-06 | 3.08e-05
13 | 380 | 2.96e-06 | 3.18e-05
13 | 390 | 3.25e-06 | 2.45e-05
13 | 400 | 1e-15 | 1e-15
13 | 410 | 5.91e-07 | 2.23e-06
13 | 420 | 2.66e-06 | 7.4e-06
13 | 430 | 8.87e-07 | 1.92e-06
13 | 440 | 2.96e-07 | 5.07e-07
13 | 450 | 8.87e-07 | 1.29e-06
13 | 460 | 5.91e-07 | 7.5e-07
13 | 470 | 4.14e-06 | 4.47e-06
13 | 480 | 5.03e-06 | 4.73e-06
13 | 490 | 3.55e-06 | 2.92e-06
13 | 500 | 2.96e-07 | 2.17e-07
13 | 510 | 3.84e-06 | 2.58e-06
13 | 520 | 2.36e-06 | 1.46e-06
13 | 530 | 1.48e-06 | 8.58e-07
13 | 540 | 2.36e-06 | 1.32e-06
13 | 550 | 2.07e-06 | 1.11e-06
13 | 560 | 4.43e-06 | 2.35e-06
13 | 570 | 3.08e-07 | 1.62e-07
13 | 580 | 1.18e-06 | 6.27e-07
13 | 590 | 1.24e-05 | 6.8e-06
13 | 600 | 1.71e-05 | 9.7e-06
13 | 610 | 0.000134 | 7.99e-05
13 | 620 | 0.000223 | 0.00014
13 | 630 | 0.000332 | 0.000221
13 | 640 | 0.000423 | 0.000307
13 | 650 | 0.000866 | 0.000703
13 | 656.18 | 0.01 | 0.01
13 | 657 | 0.02448 | 0.02448
13 | 657.99 | 0.07604 | 0.07604
13 | 658.98 | 0.18015 | 0.18015
13 | 660 | 0.33248 | 0.33248
13 | 660.98 | 0.49187 | 0.49187
13 | 661.99 | 0.66878 | 0.66878
13 | 662.98 | 0.82432 | 0.82432
13 | 664 | 0.94197 | 0.94197
13 | 664.98 | 1 | 1
13 | 665.99 | 0.9948 | 0.9948
13 | 667 | 0.92234 | 0.92234
13 | 667.99 | 0.83902 | 0.83902
13 | 669 | 0.76755 | 0.76755
13 | 669.99 | 0.66654 | 0.66654
13 | 671 | 0.49347 | 0.49347
13 | 671.98 | 0.33386 | 0.33386
13 | 672.99 | 0.22705 | 0.22705
13 | 673.98 | 0.11312 | 0.11312
13 | 675 | 0.01684 | 0.01684
13 | 675.45 | 0.01 | 0.01
13 | 680 | 0.000842 | 0.000602
13 | 690 | 3.55e-05 | 2.23e-05
13 | 700 | 3.02e-05 | 1.86e-05
13 | 710 | 3.52e-05 | 2.28e-05
13 | 720 | 5.38e-05 | 3.84e-05
13 | 730 | 7.36e-05 | 5.87e-05
13 | 740 | 8.48e-05 | 7.72e-05
13 | 750 | 9.4e-05 | 9.87e-05
13 | 760 | 0.000103 | 0.000125
13 | 770 | 0.000173 | 0.000247
13 | 780 | 0.000304 | 0.000508
13 | 790 | 0.0002 | 0.00039
13 | 800 | 0.00031 | 0.000698
13 | 810 | 0.000173 | 0.000441
13 | 820 | 0.00017 | 0.000481
13 | 830 | 0.00027 | 0.000806
13 | 840 | 0.000557 | 0.00168
13 | 850 | 0.000484 | 0.00142
13 | 860 | 0.000814 | 0.00219
13 | 870 | 0.00016 | 0.000387
13 | 880 | 0.000147 | 0.000312
13 | 890 | 0.000121 | 0.000226
13 | 900 | 0.000123 | 0.000199
13 | 910 | 0.000168 | 0.000241
13 | 920 | 0.00032 | 0.000411
13 | 930 | 0.000175 | 0.000202
13 | 940 | 0.000132 | 0.000141
13 | 950 | 0.000164 | 0.000161
13 | 960 | 0.000194 | 0.00018
13 | 970 | 0.000102 | 8.96e-05
13 | 980 | 8.69e-05 | 7.32e-05
13 | 990 | 0.000101 | 8.24e-05
13 | 1000 | 0.000161 | 0.000138
13 | 1010 | 4.46e-05 | 3.98e-05
13 | 1020 | 3.96e-05 | 3.75e-05
13 | 1030 | 0.000132 | 0.00014
13 | 1040 | 2.69e-05 | 3.29e-05
13 | 1050 | 1.36e-05 | 2.02e-05
13 | 1060 | 1.18e-05 | 2.22e-05
13 | 1070 | 1.57e-05 | 3.75e-05
13 | 1080 | 1.06e-05 | 3.15e-05
13 | 1090 | 1.12e-05 | 4.15e-05
13 | 1100 | 1.51e-05 | 7.09e-05

## band_14
Band | Wavelength | InbandPeakMethodRSR | Method2
14 | 350 | 3.15e-06 | 0.000103
14 | 360 | 1.69e-06 | 4.14e-05
14 | 370 | 4.84e-07 | 9.17e-06
14 | 380 | 3.39e-06 | 4.64e-05
14 | 390 | 2.42e-07 | 2.32e-06
14 | 400 | 9.68e-07 | 6.59e-06
14 | 410 | 2.66e-06 | 1.28e-05
14 | 420 | 4.84e-07 | 1.71e-06
14 | 430 | 1.21e-06 | 3.32e-06
14 | 440 | 4.84e-07 | 1.06e-06
14 | 450 | 4.84e-07 | 8.96e-07
14 | 460 | 7.26e-07 | 1.17e-06
14 | 470 | 7.26e-07 | 9.96e-07
14 | 480 | 4.84e-07 | 5.8e-07
14 | 490 | 7.26e-07 | 7.59e-07
14 | 500 | 1.94e-06 | 1.81e-06
14 | 510 | 2.42e-07 | 2.06e-07
14 | 520 | 9.68e-07 | 7.59e-07
14 | 530 | 2.42e-07 | 1.79e-07
14 | 540 | 3.63e-06 | 2.58e-06
14 | 550 | 9.68e-07 | 6.6e-07
14 | 560 | 1.69e-06 | 1.14e-06
14 | 570 | 1.01e-06 | 6.76e-07
14 | 580 | 1.94e-06 | 1.3e-06
14 | 590 | 1.26e-05 | 8.76e-06
14 | 600 | 3.6e-05 | 2.59e-05
14 | 610 | 0.000276 | 0.000209
14 | 620 | 0.000395 | 0.000315
14 | 630 | 0.000469 | 0.000396
14 | 640 | 0.000507 | 0.000468
14 | 650 | 0.00063 | 0.00065
14 | 660 | 0.00172 | 0.00237
14 | 665.72 | 0.01 | 0.01
14 | 666.27 | 0.01448 | 0.01448
14 | 666.94 | 0.02306 | 0.02306
14 | 667.63 | 0.03819 | 0.03819
14 | 668.3 | 0.06135 | 0.06135
14 | 668.99 | 0.10177 | 0.10177
14 | 669.66 | 0.16186 | 0.16186
14 | 670.35 | 0.24884 | 0.24884
14 | 671.02 | 0.34675 | 0.34675
14 | 671.71 | 0.45738 | 0.45738
14 | 672.37 | 0.56546 | 0.56546
14 | 673.06 | 0.67674 | 0.67674
14 | 673.74 | 0.7821 | 0.7821
14 | 674.42 | 0.87698 | 0.87698
14 | 675.1 | 0.94789 | 0.94789
14 | 675.77 | 0.98805 | 0.98805
14 | 676.47 | 1 | 1
14 | 677.13 | 0.99525 | 0.99525
14 | 677.82 | 0.98685 | 0.98685
14 | 678.51 | 0.97953 | 0.97953
14 | 679.19 | 0.97024 | 0.97024
14 | 679.87 | 0.94189 | 0.94189
14 | 680.55 | 0.88288 | 0.88288
14 | 681.22 | 0.80016 | 0.80016
14 | 681.9 | 0.70906 | 0.70906
14 | 682.58 | 0.6167 | 0.6167
14 | 683.25 | 0.52436 | 0.52436
14 | 683.93 | 0.42709 | 0.42709
14 | 684.61 | 0.31464 | 0.31464
14 | 685.3 | 0.19865 | 0.19865
14 | 685.98 | 0.10496 | 0.10496
14 | 686.67 | 0.05267 | 0.05267
14 | 687.33 | 0.0285 | 0.0285
14 | 688.03 | 0.01613 | 0.01613
14 | 688.7 | 0.01011 | 0.01011
14 | 688.72 | 0.01 | 0.01
14 | 690 | 0.0209 | 0.0167
14 | 700 | 0.000428 | 0.000336
14 | 710 | 6.29e-05 | 5.18e-05
14 | 720 | 4.62e-05 | 4.2e-05
14 | 730 | 4.77e-05 | 4.83e-05
14 | 740 | 0.000121 | 0.00014
14 | 750 | 0.000173 | 0.000232
14 | 760 | 0.000204 | 0.000315
14 | 770 | 0.000158 | 0.000287
14 | 780 | 0.000144 | 0.000305
14 | 790 | 0.000174 | 0.000433
14 | 800 | 0.000202 | 0.000579
14 | 810 | 0.000184 | 0.000596
14 | 820 | 0.000153 | 0.000551
14 | 830 | 0.000204 | 0.000776
14 | 840 | 0.00024 | 0.000924
14 | 850 | 0.000457 | 0.0017
14 | 860 | 0.000549 | 0.00188
14 | 870 | 0.000899 | 0.00277
14 | 880 | 0.000124 | 0.000334
14 | 890 | 0.0001 | 0.000237
14 | 900 | 0.000104 | 0.000216
14 | 910 | 0.000131 | 0.000239
14 | 920 | 0.000163 | 0.000267
14 | 930 | 0.000185 | 0.000272
14 | 940 | 0.000156 | 0.000211
14 | 950 | 0.000151 | 0.000189
14 | 960 | 0.000138 | 0.000163
14 | 970 | 0.000116 | 0.00013
14 | 980 | 0.0001 | 0.000107
14 | 990 | 8.69e-05 | 9.03e-05
14 | 1000 | 8.59e-05 | 9.32e-05
14 | 1010 | 5.42e-05 | 6.14e-05
14 | 1020 | 5.37e-05 | 6.47e-05
14 | 1030 | 7.84e-05 | 0.000106
14 | 1040 | 4.45e-05 | 6.92e-05
14 | 1050 | 4.38e-05 | 8.25e-05
14 | 1060 | 0.000169 | 0.000403
14 | 1070 | 1.5e-05 | 4.56e-05
14 | 1080 | 1.06e-05 | 4e-05
14 | 1090 | 1.11e-05 | 5.23e-05
14 | 1100 | 2.08e-05 | 0.000124

## band_15
Band | Wavelength | InbandPeakMethodRSR | Method2
15 | 350 | 1e-15 | 1e-15
15 | 360 | 1.39e-06 | 2.65e-05
15 | 370 | 1e-15 | 1e-15
15 | 380 | 6.94e-07 | 7.44e-06
15 | 390 | 1.85e-06 | 1.39e-05
15 | 400 | 9.25e-07 | 4.93e-06
15 | 410 | 3.7e-06 | 1.39e-05
15 | 420 | 2.08e-06 | 5.76e-06
15 | 430 | 3.24e-06 | 6.96e-06
15 | 440 | 1.16e-06 | 1.97e-06
15 | 450 | 9.25e-07 | 1.34e-06
15 | 460 | 2.31e-07 | 2.92e-07
15 | 470 | 1e-15 | 1e-15
15 | 480 | 6.94e-07 | 6.5e-07
15 | 490 | 1e-15 | 1e-15
15 | 500 | 9.25e-07 | 6.75e-07
15 | 510 | 2.77e-06 | 1.85e-06
15 | 520 | 3.01e-06 | 1.84e-06
15 | 530 | 1.16e-06 | 6.68e-07
15 | 540 | 1.16e-06 | 6.43e-07
15 | 550 | 2.77e-06 | 1.48e-06
15 | 560 | 1e-15 | 1e-15
15 | 570 | 1.2e-06 | 6.31e-07
15 | 580 | 9.25e-07 | 4.88e-07
15 | 590 | 0.000101 | 5.53e-05
15 | 600 | 0.000177 | 9.94e-05
15 | 610 | 0.00103 | 0.000611
15 | 620 | 0.00246 | 0.00153
15 | 630 | 0.00232 | 0.00153
15 | 640 | 0.00257 | 0.00186
15 | 650 | 0.00398 | 0.00321
15 | 660 | 0.00283 | 0.00306
15 | 670 | 0.000251 | 0.000232
15 | 680 | 0.000292 | 0.000208
15 | 690 | 0.000402 | 0.000252
15 | 700 | 0.00048 | 0.000295
15 | 710 | 0.000623 | 0.000402
15 | 720 | 0.000785 | 0.000558
15 | 730 | 0.00238 | 0.00189
15 | 736.03 | 0.01 | 0.01
15 | 736.95 | 0.01828 | 0.01828
15 | 737.96 | 0.04129 | 0.04129
15 | 738.94 | 0.09623 | 0.09623
15 | 739.96 | 0.19787 | 0.19787
15 | 740.96 | 0.33116 | 0.33116
15 | 741.93 | 0.48368 | 0.48368
15 | 742.94 | 0.65249 | 0.65249
15 | 743.96 | 0.80972 | 0.80972
15 | 744.95 | 0.91704 | 0.91704
15 | 745.94 | 0.9723 | 0.9723
15 | 746.95 | 1 | 1
15 | 747.94 | 0.97781 | 0.97781
15 | 748.94 | 0.89007 | 0.89007
15 | 749.95 | 0.77179 | 0.77179
15 | 750.94 | 0.64353 | 0.64353
15 | 751.95 | 0.49225 | 0.49225
15 | 752.93 | 0.3072 | 0.3072
15 | 753.96 | 0.14075 | 0.14075
15 | 754.95 | 0.0615 | 0.0615
15 | 755.96 | 0.02781 | 0.02781
15 | 756.94 | 0.013 | 0.013
15 | 757.36 | 0.01 | 0.01
15 | 760 | 0.00485 | 0.00588
15 | 770 | 0.000103 | 0.000146
15 | 780 | 4.25e-05 | 7.06e-05
15 | 790 | 3.98e-05 | 7.72e-05
15 | 800 | 3.01e-05 | 6.74e-05
15 | 810 | 3.42e-05 | 8.69e-05
15 | 820 | 3.51e-05 | 9.91e-05
15 | 830 | 5.8e-05 | 0.000172
15 | 840 | 5.8e-05 | 0.000175
15 | 850 | 0.000157 | 0.000458
15 | 860 | 0.000426 | 0.00114
15 | 870 | 0.00156 | 0.00377
15 | 880 | 7.51e-05 | 0.000159
15 | 890 | 5.16e-05 | 9.56e-05
15 | 900 | 3.17e-05 | 5.12e-05
15 | 910 | 2.77e-05 | 3.95e-05
15 | 920 | 2.45e-05 | 3.14e-05
15 | 930 | 2.24e-05 | 2.58e-05
15 | 940 | 1.64e-05 | 1.74e-05
15 | 950 | 1.06e-05 | 1.04e-05
15 | 960 | 1.25e-05 | 1.15e-05
15 | 970 | 5.78e-06 | 5.05e-06
15 | 980 | 9.71e-06 | 8.13e-06
15 | 990 | 4.62e-06 | 3.76e-06
15 | 1000 | 7.63e-06 | 6.48e-06
15 | 1010 | 9.25e-07 | 8.2e-07
15 | 1020 | 4.16e-06 | 3.92e-06
15 | 1030 | 2.31e-07 | 2.44e-07
15 | 1040 | 6.01e-06 | 7.32e-06
15 | 1050 | 2.08e-06 | 3.07e-06
15 | 1060 | 9.25e-06 | 1.73e-05
15 | 1070 | 6.94e-06 | 1.65e-05
15 | 1080 | 1.39e-06 | 4.08e-06
15 | 1090 | 4.85e-06 | 1.79e-05
15 | 1100 | 6.94e-06 | 3.25e-05

## band_16
Band | Wavelength | InbandPeakMethodRSR | Method2
16 | 350 | 3.17e-06 | 3.2e-05
16 | 360 | 2.38e-06 | 1.79e-05
16 | 370 | 7.14e-06 | 4.17e-05
16 | 380 | 4.76e-06 | 2.01e-05
16 | 390 | 4.76e-06 | 1.41e-05
16 | 400 | 1.59e-06 | 3.32e-06
16 | 410 | 3.17e-06 | 4.68e-06
16 | 420 | 3.17e-06 | 3.46e-06
16 | 430 | 6.35e-06 | 5.37e-06
16 | 440 | 4.76e-06 | 3.2e-06
16 | 450 | 1.11e-05 | 6.33e-06
16 | 460 | 2.38e-06 | 1.18e-06
16 | 470 | 7.93e-07 | 3.35e-07
16 | 480 | 8.73e-06 | 3.22e-06
16 | 490 | 2.97e-13 | 9.61e-14
16 | 500 | 3.17e-06 | 9.12e-07
16 | 510 | 1.59e-06 | 4.17e-07
16 | 520 | 7.93e-07 | 1.91e-07
16 | 530 | 3.97e-06 | 9.01e-07
16 | 540 | 3.97e-06 | 8.68e-07
16 | 550 | 7.93e-07 | 1.66e-07
16 | 560 | 2.38e-06 | 4.93e-07
16 | 570 | 3.31e-06 | 6.82e-07
16 | 580 | 7.93e-06 | 1.65e-06
16 | 590 | 2.86e-05 | 6.12e-06
16 | 600 | 4.6e-05 | 1.02e-05
16 | 610 | 0.000117 | 2.73e-05
16 | 620 | 5.32e-05 | 1.3e-05
16 | 630 | 5.47e-05 | 1.42e-05
16 | 640 | 7.54e-05 | 2.14e-05
16 | 650 | 9.12e-05 | 2.9e-05
16 | 660 | 7.06e-05 | 3e-05
16 | 670 | 6.58e-05 | 2.4e-05
16 | 680 | 6.51e-05 | 1.82e-05
16 | 690 | 5.32e-05 | 1.31e-05
16 | 700 | 4.44e-05 | 1.07e-05
16 | 710 | 5.08e-05 | 1.29e-05
16 | 720 | 2.06e-05 | 5.77e-06
16 | 730 | 0.000102 | 3.17e-05
16 | 740 | 0.000275 | 9.81e-05
16 | 750 | 0.000918 | 0.000377
16 | 760 | 0.000615 | 0.000293
16 | 770 | 0.000278 | 0.000155
16 | 780 | 0.000235 | 0.000153
16 | 790 | 0.000194 | 0.000148
16 | 800 | 0.000153 | 0.000135
16 | 810 | 0.000173 | 0.000173
16 | 820 | 0.000199 | 0.000221
16 | 830 | 0.000267 | 0.000312
16 | 840 | 0.000523 | 0.00062
16 | 850 | 0.0113 | 0.013
16 | 851.45 | 0.01 | 0.01
16 | 851.94 | 0.01323 | 0.01323
16 | 852.93 | 0.02521 | 0.02521
16 | 853.92 | 0.04734 | 0.04734
16 | 854.94 | 0.08573 | 0.08573
16 | 855.93 | 0.14446 | 0.14446
16 | 856.94 | 0.22882 | 0.22882
16 | 857.92 | 0.33345 | 0.33345
16 | 858.94 | 0.45576 | 0.45576
16 | 859.93 | 0.58477 | 0.58477
16 | 860.92 | 0.71304 | 0.71304
16 | 861.93 | 0.82783 | 0.82783
16 | 862.94 | 0.91979 | 0.91979
16 | 863.93 | 0.973 | 0.973
16 | 864.93 | 0.99798 | 0.99798
16 | 865.94 | 1 | 1
16 | 866.93 | 0.99322 | 0.99322
16 | 867.94 | 0.989 | 0.989
16 | 868.93 | 0.98035 | 0.98035
16 | 869.92 | 0.95184 | 0.95184
16 | 870.94 | 0.88902 | 0.88902
16 | 871.94 | 0.80306 | 0.80306
16 | 872.92 | 0.71238 | 0.71238
16 | 873.94 | 0.60848 | 0.60848
16 | 874.93 | 0.49867 | 0.49867
16 | 875.94 | 0.3624 | 0.3624
16 | 876.93 | 0.21555 | 0.21555
16 | 877.95 | 0.10443 | 0.10443
16 | 878.93 | 0.05297 | 0.05297
16 | 879.93 | 0.02944 | 0.02944
16 | 880.93 | 0.01785 | 0.01785
16 | 881.93 | 0.01192 | 0.01192
16 | 882.41 | 0.01 | 0.01
16 | 890 | 0.00111 | 0.000809
16 | 900 | 0.000215 | 0.000137
16 | 910 | 0.000106 | 5.96e-05
16 | 920 | 7.14e-05 | 3.6e-05
16 | 930 | 7.93e-05 | 3.58e-05
16 | 940 | 4.05e-05 | 1.69e-05
16 | 950 | 0.000117 | 4.52e-05
16 | 960 | 0.000101 | 3.66e-05
16 | 970 | 0.000226 | 7.78e-05
16 | 980 | 0.000318 | 0.000105
16 | 990 | 0.000183 | 5.86e-05
16 | 1000 | 0.000157 | 5.25e-05
16 | 1010 | 0.000189 | 6.58e-05
16 | 1020 | 0.000386 | 0.000143
16 | 1030 | 0.000197 | 8.17e-05
16 | 1040 | 0.00035 | 0.000168
16 | 1050 | 0.000209 | 0.000121
16 | 1060 | 0.000151 | 0.000111
16 | 1070 | 0.000117 | 0.00011
16 | 1080 | 0.000186 | 0.000216
16 | 1090 | 0.000301 | 0.000437
16 | 1100 | 0.000117 | 0.000216

## band_17
Band | Wavelength | InbandPeakMethodRSR | Method2
17 | 350 | 7.82e-05 | 0.00129
17 | 360 | 1.12e-05 | 0.000137
17 | 370 | 6.71e-05 | 0.000638
17 | 380 | 1e-15 | 1e-15
17 | 390 | 8.94e-05 | 0.000431
17 | 400 | 3.35e-05 | 0.000115
17 | 410 | 6.71e-05 | 0.000161
17 | 420 | 3.91e-05 | 6.95e-05
17 | 430 | 3.91e-05 | 5.4e-05
17 | 440 | 5.03e-05 | 5.51e-05
17 | 450 | 8.94e-05 | 8.31e-05
17 | 460 | 1.12e-05 | 9.06e-06
17 | 470 | 1.68e-05 | 1.16e-05
17 | 480 | 1.12e-05 | 6.72e-06
17 | 490 | 2.79e-05 | 1.47e-05
17 | 500 | 1.12e-05 | 5.24e-06
17 | 510 | 3.35e-05 | 1.44e-05
17 | 520 | 6.71e-05 | 2.64e-05
17 | 530 | 3.91e-05 | 1.45e-05
17 | 540 | 2.24e-05 | 7.98e-06
17 | 550 | 5.59e-05 | 1.91e-05
17 | 560 | 2.79e-05 | 9.45e-06
17 | 570 | 5.82e-05 | 1.96e-05
17 | 580 | 3.91e-05 | 1.32e-05
17 | 590 | 2.24e-05 | 7.82e-06
17 | 600 | 5.03e-05 | 1.82e-05
17 | 610 | 0.000207 | 7.85e-05
17 | 620 | 0.000257 | 0.000103
17 | 630 | 0.000162 | 6.88e-05
17 | 640 | 0.000145 | 6.74e-05
17 | 650 | 0.000173 | 8.98e-05
17 | 660 | 0.000123 | 8.51e-05
17 | 670 | 6.71e-05 | 3.98e-05
17 | 680 | 8.38e-05 | 3.83e-05
17 | 690 | 5.59e-05 | 2.25e-05
17 | 700 | 0.000184 | 7.27e-05
17 | 710 | 0.00019 | 7.85e-05
17 | 720 | 0.000117 | 5.35e-05
17 | 730 | 6.71e-05 | 3.41e-05
17 | 740 | 1.12e-05 | 6.49e-06
17 | 750 | 8.94e-05 | 5.99e-05
17 | 760 | 0.000369 | 0.000287
17 | 770 | 0.000755 | 0.000688
17 | 780 | 0.00226 | 0.00241
17 | 790 | 0.000129 | 0.00016
17 | 800 | 0.000173 | 0.000249
17 | 810 | 0.000263 | 0.000428
17 | 820 | 0.000319 | 0.000576
17 | 830 | 0.000369 | 0.000703
17 | 840 | 0.00039 | 0.000754
17 | 850 | 0.00071 | 0.00133
17 | 860 | 0.00163 | 0.00281
17 | 870 | 0.00722 | 0.0112
17 | 870.5 | 0.01 | 0.01
17 | 871.96 | 0.01315 | 0.01315
17 | 874.95 | 0.0259 | 0.0259
17 | 877.96 | 0.05464 | 0.05464
17 | 880.94 | 0.12148 | 0.12148
17 | 883.95 | 0.26178 | 0.26178
17 | 886.95 | 0.49363 | 0.49363
17 | 889.94 | 0.75762 | 0.75762
17 | 892.95 | 0.94026 | 0.94026
17 | 895.95 | 0.99575 | 0.99575
17 | 898.95 | 0.99597 | 0.99597
17 | 901.95 | 1 | 1
17 | 904.94 | 0.99632 | 0.99632
17 | 907.96 | 0.97553 | 0.97553
17 | 910.95 | 0.9653 | 0.9653
17 | 913.94 | 0.96625 | 0.96625
17 | 916.94 | 0.91118 | 0.91118
17 | 919.95 | 0.71092 | 0.71092
17 | 922.95 | 0.4062 | 0.4062
17 | 925.95 | 0.17995 | 0.17995
17 | 928.95 | 0.083 | 0.083
17 | 931.94 | 0.04186 | 0.04186
17 | 934.96 | 0.02168 | 0.02168
17 | 937.94 | 0.01132 | 0.01132
17 | 938.65 | 0.01 | 0.01
17 | 940 | 0.00933 | 0.00634
17 | 950 | 0.00329 | 0.00206
17 | 960 | 0.0014 | 0.000832
17 | 970 | 0.000799 | 0.000448
17 | 980 | 0.000615 | 0.00033
17 | 990 | 0.000324 | 0.000169
17 | 1000 | 0.00038 | 0.000207
17 | 1010 | 0.000369 | 0.00021
17 | 1020 | 0.00038 | 0.00023
17 | 1030 | 0.000263 | 0.000178
17 | 1040 | 0.000425 | 0.000332
17 | 1050 | 7.27e-05 | 6.88e-05
17 | 1060 | 5.59e-06 | 6.71e-06
17 | 1070 | 8.94e-05 | 0.000137
17 | 1080 | 5.59e-06 | 1.06e-05
17 | 1090 | 5.59e-05 | 0.000132
17 | 1100 | 8.94e-05 | 0.000269

## band_18
Band | Wavelength | InbandPeakMethodRSR | Method2
18 | 350 | 2.94e-06 | 6.82e-05
18 | 360 | 3.23e-05 | 0.000561
18 | 370 | 1.17e-05 | 0.000158
18 | 380 | 2.94e-06 | 2.85e-05
18 | 390 | 1.47e-05 | 9.99e-05
18 | 400 | 8.81e-06 | 4.25e-05
18 | 410 | 1.17e-05 | 3.99e-05
18 | 420 | 1.17e-05 | 2.95e-05
18 | 430 | 1.47e-05 | 2.86e-05
18 | 440 | 1.76e-05 | 2.73e-05
18 | 450 | 1.47e-05 | 1.93e-05
18 | 460 | 1.47e-05 | 1.68e-05
18 | 470 | 3.23e-05 | 3.14e-05
18 | 480 | 8.81e-06 | 7.49e-06
18 | 490 | 2.06e-05 | 1.52e-05
18 | 500 | 1.47e-05 | 9.72e-06
18 | 510 | 1.17e-05 | 7.11e-06
18 | 520 | 1e-15 | 1e-15
18 | 530 | 5.87e-06 | 3.08e-06
18 | 540 | 3.82e-05 | 1.93e-05
18 | 550 | 1.47e-05 | 7.1e-06
18 | 560 | 3.52e-05 | 1.68e-05
18 | 570 | 3.67e-05 | 1.74e-05
18 | 580 | 2.35e-05 | 1.12e-05
18 | 590 | 5.87e-05 | 2.9e-05
18 | 600 | 2.94e-05 | 1.5e-05
18 | 610 | 0.000247 | 0.000132
18 | 620 | 5.87e-05 | 3.32e-05
18 | 630 | 0.000182 | 0.000109
18 | 640 | 2.64e-05 | 1.73e-05
18 | 650 | 2.35e-05 | 1.72e-05
18 | 660 | 2.64e-05 | 2.58e-05
18 | 670 | 1e-15 | 1e-15
18 | 680 | 2.06e-05 | 1.33e-05
18 | 690 | 0.000156 | 8.84e-05
18 | 700 | 0.000649 | 0.000362
18 | 710 | 0.000429 | 0.00025
18 | 720 | 7.34e-05 | 4.73e-05
18 | 730 | 0.000109 | 7.81e-05
18 | 740 | 6.46e-05 | 5.3e-05
18 | 750 | 5.58e-05 | 5.29e-05
18 | 760 | 2.64e-05 | 2.9e-05
18 | 770 | 3.23e-05 | 4.16e-05
18 | 780 | 1.47e-05 | 2.21e-05
18 | 790 | 9.39e-05 | 0.000165
18 | 800 | 0.000308 | 0.000627
18 | 810 | 0.00116 | 0.00266
18 | 820 | 0.00245 | 0.00625
18 | 830 | 0.000631 | 0.0017
18 | 840 | 0.000547 | 0.00149
18 | 850 | 0.00052 | 0.00137
18 | 860 | 0.000608 | 0.00148
18 | 870 | 0.000669 | 0.00146
18 | 880 | 0.000846 | 0.00162
18 | 890 | 0.000981 | 0.00165
18 | 900 | 0.00121 | 0.00178
18 | 910 | 0.00166 | 0.00215
18 | 920 | 0.00893 | 0.0104
18 | 922.54 | 0.01 | 0.01
18 | 922.92 | 0.01345 | 0.01345
18 | 923.92 | 0.03314 | 0.03314
18 | 924.91 | 0.0683 | 0.0683
18 | 925.92 | 0.12452 | 0.12452
18 | 926.92 | 0.20101 | 0.20101
18 | 927.92 | 0.29422 | 0.29422
18 | 928.92 | 0.40402 | 0.40402
18 | 929.91 | 0.52394 | 0.52394
18 | 930.92 | 0.65658 | 0.65658
18 | 931.9 | 0.78344 | 0.78344
18 | 932.91 | 0.89995 | 0.89995
18 | 933.91 | 0.96279 | 0.96279
18 | 934.92 | 0.98748 | 0.98748
18 | 935.91 | 1 | 1
18 | 936.9 | 0.99639 | 0.99639
18 | 937.9 | 0.97403 | 0.97403
18 | 938.91 | 0.94431 | 0.94431
18 | 939.91 | 0.89423 | 0.89423
18 | 940.92 | 0.80792 | 0.80792
18 | 941.92 | 0.7017 | 0.7017
18 | 942.92 | 0.57124 | 0.57124
18 | 943.91 | 0.43777 | 0.43777
18 | 944.92 | 0.30613 | 0.30613
18 | 945.91 | 0.18563 | 0.18563
18 | 946.9 | 0.0949 | 0.0949
18 | 947.91 | 0.04061 | 0.04061
18 | 948.91 | 0.01617 | 0.01617
18 | 949.52 | 0.01 | 0.01
18 | 950 | 0.0278 | 0.0247
18 | 960 | 0.00196 | 0.00165
18 | 970 | 0.00183 | 0.00145
18 | 980 | 0.00183 | 0.00139
18 | 990 | 0.00188 | 0.00139
18 | 1000 | 0.0019 | 0.00146
18 | 1010 | 0.00165 | 0.00133
18 | 1020 | 0.00171 | 0.00146
18 | 1030 | 0.00148 | 0.00142
18 | 1040 | 0.00148 | 0.00163
18 | 1050 | 0.00108 | 0.00145
18 | 1060 | 0.00091 | 0.00154
18 | 1070 | 0.000907 | 0.00196
18 | 1080 | 0.000537 | 0.00143
18 | 1090 | 0.000637 | 0.00213
18 | 1100 | 0.000335 | 0.00142

## band_19
Band | Wavelength | InbandPeakMethodRSR | Method2
19 | 350 | 7.64e-05 | 0.00185
19 | 360 | 5.56e-05 | 0.001
19 | 370 | 2.08e-05 | 0.000292
19 | 380 | 8.34e-05 | 0.000844
19 | 390 | 6.25e-05 | 0.000443
19 | 400 | 1.39e-05 | 6.99e-05
19 | 410 | 1.39e-05 | 4.92e-05
19 | 420 | 9.73e-05 | 0.000254
19 | 430 | 0.000111 | 0.000226
19 | 440 | 2.78e-05 | 4.48e-05
19 | 450 | 5.56e-05 | 7.6e-05
19 | 460 | 2.78e-05 | 3.31e-05
19 | 470 | 8.34e-05 | 8.45e-05
19 | 480 | 0.000125 | 0.000111
19 | 490 | 9.03e-05 | 6.97e-05
19 | 500 | 2.08e-05 | 1.44e-05
19 | 510 | 9.03e-05 | 5.69e-05
19 | 520 | 2.08e-05 | 1.21e-05
19 | 530 | 1.39e-05 | 7.57e-06
19 | 540 | 2.78e-05 | 1.46e-05
19 | 550 | 6.95e-06 | 3.5e-06
19 | 560 | 5.56e-05 | 2.76e-05
19 | 570 | 6.51e-05 | 3.22e-05
19 | 580 | 7.64e-05 | 3.8e-05
19 | 590 | 8.34e-05 | 4.29e-05
19 | 600 | 6.25e-05 | 3.32e-05
19 | 610 | 0.000382 | 0.000213
19 | 620 | 2.08e-05 | 1.23e-05
19 | 630 | 0.000146 | 9.11e-05
19 | 640 | 2.78e-05 | 1.9e-05
19 | 650 | 0.000111 | 8.47e-05
19 | 660 | 2.08e-05 | 2.12e-05
19 | 670 | 4.17e-05 | 3.64e-05
19 | 680 | 6.95e-06 | 4.67e-06
19 | 690 | 3.47e-05 | 2.06e-05
19 | 700 | 0.000375 | 0.000218
19 | 710 | 0.000146 | 8.87e-05
19 | 720 | 0.000104 | 6.99e-05
19 | 730 | 6.95e-06 | 5.2e-06
19 | 740 | 0.000104 | 8.91e-05
19 | 750 | 2.08e-05 | 2.06e-05
19 | 760 | 6.95e-06 | 7.95e-06
19 | 770 | 0.000104 | 0.00014
19 | 780 | 2.78e-05 | 4.36e-05
19 | 790 | 8.34e-05 | 0.000153
19 | 800 | 4.86e-05 | 0.000103
19 | 810 | 8.34e-05 | 0.0002
19 | 820 | 0.000125 | 0.000333
19 | 830 | 1.39e-05 | 3.9e-05
19 | 840 | 7.96e-05 | 0.000226
19 | 850 | 0.00016 | 0.000439
19 | 860 | 0.000493 | 0.00125
19 | 870 | 0.00115 | 0.00263
19 | 880 | 0.00309 | 0.00616
19 | 888.24 | 0.01 | 0.01
19 | 889.06 | 0.01108 | 0.01108
19 | 892.06 | 0.0183 | 0.0183
19 | 895.07 | 0.03089 | 0.03089
19 | 898.06 | 0.04835 | 0.04835
19 | 901.06 | 0.0736 | 0.0736
19 | 904.07 | 0.1186 | 0.1186
19 | 907.06 | 0.20563 | 0.20563
19 | 910.05 | 0.35169 | 0.35169
19 | 913.07 | 0.54123 | 0.54123
19 | 916.06 | 0.7121 | 0.7121
19 | 919.06 | 0.80358 | 0.80358
19 | 922.06 | 0.84144 | 0.84144
19 | 925.06 | 0.88127 | 0.88127
19 | 928.07 | 0.91915 | 0.91915
19 | 931.07 | 0.93542 | 0.93542
19 | 934.07 | 0.94471 | 0.94471
19 | 937.06 | 0.97057 | 0.97057
19 | 940.07 | 1 | 1
19 | 943.07 | 0.98998 | 0.98998
19 | 946.07 | 0.98206 | 0.98206
19 | 949.06 | 0.96282 | 0.96282
19 | 952.07 | 0.89748 | 0.89748
19 | 955.06 | 0.75545 | 0.75545
19 | 958.06 | 0.56451 | 0.56451
19 | 961.06 | 0.38498 | 0.38498
19 | 964.05 | 0.24457 | 0.24457
19 | 967.06 | 0.14902 | 0.14902
19 | 970.06 | 0.0876 | 0.0876
19 | 973.06 | 0.05179 | 0.05179
19 | 976.07 | 0.03247 | 0.03247
19 | 979.06 | 0.02257 | 0.02257
19 | 982.07 | 0.01721 | 0.01721
19 | 985.07 | 0.01357 | 0.01357
19 | 988.07 | 0.01079 | 0.01079
19 | 989.02 | 0.01 | 0.01
19 | 990 | 0.012 | 0.00918
19 | 1000 | 0.00438 | 0.00351
19 | 1010 | 0.00236 | 0.00197
19 | 1020 | 0.00235 | 0.00209
19 | 1030 | 0.00073 | 0.000726
19 | 1040 | 0.000618 | 0.00071
19 | 1050 | 0.00103 | 0.00143
19 | 1060 | 0.000598 | 0.00106
19 | 1070 | 0.000855 | 0.00192
19 | 1080 | 0.000236 | 0.000656
19 | 1090 | 1e-15 | 1e-15
19 | 1100 | 0.000118 | 0.000522

## band_20
Band | Wavelength | InbandPeakMethodRSR | Method2
20 | 1100 | 4.68e-06 | 1.32e-06
20 | 1120 | 4.7e-06 | 7.48e-07
20 | 1140 | 4.29e-06 | 6.26e-07
20 | 1160 | 1.99e-06 | 2.2e-07
20 | 1180 | 3.49e-06 | 3.49e-07
20 | 1200 | 1.48e-07 | 1.32e-08
20 | 1220 | 2.36e-05 | 2.06e-06
20 | 1240 | 3.58e-05 | 2.98e-06
20 | 1260 | 7.2e-06 | 5.66e-07
20 | 1280 | 1.82e-06 | 1.45e-07
20 | 1300 | 6.55e-06 | 4.8e-07
20 | 1320 | 3.89e-07 | 2.76e-08
20 | 1340 | 3.49e-06 | 2.59e-07
20 | 1360 | 2.3e-06 | 1.64e-07
20 | 1380 | 6.6e-06 | 4.74e-07
20 | 1400 | 5.95e-06 | 4.48e-07
20 | 1420 | 1.71e-06 | 1.31e-07
20 | 1440 | 1.12e-06 | 8.64e-08
20 | 1460 | 1.06e-05 | 7.85e-07
20 | 1480 | 6.82e-06 | 5.08e-07
20 | 1500 | 6.38e-06 | 4.67e-07
20 | 1520 | 7.2e-06 | 5.04e-07
20 | 1540 | 1.23e-05 | 8.95e-07
20 | 1560 | 9.23e-06 | 6.6e-07
20 | 1580 | 1.97e-05 | 1.43e-06
20 | 1600 | 3.06e-05 | 2.21e-06
20 | 1620 | 4.7e-05 | 3.22e-06
20 | 1640 | 3.28e-05 | 2.27e-06
20 | 1660 | 3.63e-05 | 2.5e-06
20 | 1680 | 3.21e-05 | 2.34e-06
20 | 1700 | 3.01e-05 | 2.25e-06
20 | 1720 | 3.94e-05 | 2.94e-06
20 | 1740 | 2.75e-05 | 2.13e-06
20 | 1760 | 3.86e-05 | 2.9e-06
20 | 1780 | 3.85e-05 | 3.05e-06
20 | 1800 | 2.29e-05 | 1.85e-06
20 | 1820 | 3.47e-06 | 3.02e-07
20 | 1840 | 6.56e-06 | 6.16e-07
20 | 1860 | 4.15e-06 | 3.79e-07
20 | 1880 | 2.55e-07 | 2.6e-08
20 | 1900 | 3.92e-06 | 4.26e-07
20 | 1920 | 2.67e-06 | 3.4e-07
20 | 1940 | 1.41e-06 | 1.92e-07
20 | 1960 | 8.88e-06 | 1.28e-06
20 | 1980 | 9.31e-06 | 1.44e-06
20 | 2000 | 1.84e-06 | 2.95e-07
20 | 2020 | 4.03e-06 | 7.02e-07
20 | 2040 | 6.36e-06 | 1.14e-06
20 | 2060 | 1.36e-06 | 2.58e-07
20 | 2080 | 4.26e-06 | 8.24e-07
20 | 2100 | 1.28e-06 | 2.64e-07
20 | 2120 | 2.69e-07 | 5.92e-08
20 | 2140 | 1.96e-06 | 4.81e-07
20 | 2160 | 2.61e-07 | 7e-08
20 | 2180 | 4.99e-06 | 1.25e-06
20 | 2200 | 4.23e-06 | 8.12e-07
20 | 2220 | 1.63e-06 | 3.32e-07
20 | 2240 | 1.72e-06 | 3.06e-07
20 | 2260 | 5.23e-06 | 9.29e-07
20 | 2280 | 8.54e-08 | 1.87e-08
20 | 2300 | 2.13e-06 | 5.03e-07
20 | 2320 | 5.09e-06 | 1.05e-05
20 | 2340 | 6.54e-06 | 7.38e-06
20 | 2360 | 3.13e-06 | 2.35e-06
20 | 2380 | 1.91e-06 | 1.14e-06
20 | 2400 | 1.73e-06 | 9.92e-07
20 | 2420 | 6.61e-06 | 3.84e-06
20 | 2440 | 2.11e-06 | 1.29e-06
20 | 2460 | 2.52e-07 | 1.6e-07
20 | 2480 | 5.74e-06 | 3.78e-06
20 | 2500 | 3.88e-06 | 2.57e-06
20 | 2520 | 6.55e-07 | 4.52e-07
20 | 2540 | 2.26e-06 | 1.66e-06
20 | 2560 | 2.18e-06 | 1.67e-06
20 | 2580 | 1.02e-06 | 8.36e-07
20 | 2600 | 4.62e-06 | 3.99e-06
20 | 2620 | 1.84e-07 | 1.7e-07
20 | 2640 | 2.09e-07 | 2.05e-07
20 | 2660 | 1.07e-06 | 1.1e-06
20 | 2680 | 4.06e-06 | 4.5e-06
20 | 2700 | 2.35e-06 | 2.79e-06
20 | 2720 | 4.16e-06 | 5.45e-06
20 | 2740 | 4.68e-06 | 7.31e-06
20 | 2760 | 7.33e-07 | 1.4e-06
20 | 2780 | 2.89e-07 | 6.75e-07
20 | 2800 | 2.16e-06 | 7.14e-06
20 | 2820 | 1.02e-07 | 3.72e-07
20 | 2840 | 1.05e-05 | 4.26e-05
20 | 2860 | 4.36e-06 | 2.01e-05
20 | 2880 | 3.83e-06 | 1.92e-05
20 | 2900 | 2.99e-06 | 9.8e-06
20 | 2950 | 1.5e-07 | 2.29e-07
20 | 3000 | 6.86e-07 | 7.64e-07
20 | 3050 | 1.01e-06 | 1.04e-06
20 | 3100 | 1.4e-08 | 1.39e-08
20 | 3150 | 8.8e-06 | 8.41e-06
20 | 3200 | 3.08e-06 | 2.97e-06
20 | 3250 | 8.43e-06 | 8.32e-06
20 | 3300 | 1.53e-05 | 1.49e-05
20 | 3350 | 3.8e-05 | 3.73e-05
20 | 3400 | 9.72e-05 | 9.79e-05
20 | 3450 | 0.000276 | 0.000278
20 | 3500 | 0.000789 | 0.00079
20 | 3550 | 0.00264 | 0.00272
20 | 3600 | 0.014 | 0.0147
20 | 3614 | 0.01 | 0.01
20 | 3619.4 | 0.01261 | 0.01261
20 | 3629.5 | 0.02214 | 0.02214
20 | 3639.4 | 0.0374 | 0.0374
20 | 3649.5 | 0.06323 | 0.06323
20 | 3659.5 | 0.10194 | 0.10194
20 | 3669.5 | 0.2036 | 0.2036
20 | 3679.5 | 0.41098 | 0.41098
20 | 3689.6 | 0.67964 | 0.67964
20 | 3699.5 | 0.84535 | 0.84535
20 | 3709.5 | 0.87153 | 0.87153
20 | 3719.5 | 0.81721 | 0.81721
20 | 3729.5 | 0.75577 | 0.75577
20 | 3739.4 | 0.7861 | 0.7861
20 | 3749.4 | 0.83217 | 0.83217
20 | 3759.4 | 0.85369 | 0.85369
20 | 3769.4 | 0.86805 | 0.86805
20 | 3779.3 | 0.91659 | 0.91659
20 | 3789.3 | 0.93275 | 0.93275
20 | 3799.4 | 0.8908 | 0.8908
20 | 3809.4 | 0.87284 | 0.87284
20 | 3819.4 | 0.92148 | 0.92148
20 | 3829.4 | 0.9796 | 0.9796
20 | 3839.5 | 1 | 1
20 | 3849.3 | 0.9951 | 0.9951
20 | 3859.4 | 0.84108 | 0.84108
20 | 3869.4 | 0.52453 | 0.52453
20 | 3879.4 | 0.30009 | 0.30009
20 | 3889.5 | 0.18784 | 0.18784
20 | 3899.5 | 0.11496 | 0.11496
20 | 3909.4 | 0.06497 | 0.06497
20 | 3919.5 | 0.0313 | 0.0313
20 | 3929.5 | 0.01961 | 0.01961
20 | 3939.4 | 0.01482 | 0.01482
20 | 3949.5 | 0.0109 | 0.0109
20 | 3952.8 | 0.01 | 0.01
20 | 4000 | 0.00247 | 0.00284
20 | 4050 | 0.000748 | 0.000914
20 | 4100 | 0.000305 | 0.000383
20 | 4150 | 0.000162 | 0.000199
20 | 4200 | 0.0001 | 0.000119
20 | 4250 | 6.95e-05 | 8.42e-05
20 | 4300 | 5.47e-05 | 6.8e-05
20 | 4350 | 4.54e-05 | 5.64e-05
20 | 4400 | 3.11e-05 | 3.95e-05
20 | 4450 | 2.5e-05 | 3.39e-05
20 | 4500 | 3.08e-05 | 4.45e-05
20 | 4550 | 2.23e-05 | 3.36e-05
20 | 4600 | 2.4e-05 | 3.71e-05
20 | 4650 | 1.92e-05 | 3.14e-05
20 | 4700 | 1.31e-05 | 2.2e-05
20 | 4750 | 1.88e-05 | 3.16e-05
20 | 4800 | 1.55e-05 | 2.56e-05
20 | 4850 | 1.04e-05 | 1.71e-05
20 | 4900 | 1.2e-05 | 2.04e-05
20 | 4950 | 5.88e-06 | 1.02e-05
20 | 5000 | 5.09e-06 | 8.56e-06
20 | 5050 | 2.91e-06 | 4.91e-06
20 | 5100 | 3.8e-06 | 6.5e-06
20 | 5150 | 3.91e-06 | 6.81e-06
20 | 5200 | 1.7e-06 | 2.95e-06
20 | 5250 | 6.49e-07 | 1.12e-06
20 | 5300 | 4.19e-07 | 5.86e-07
20 | 5350 | 2.37e-06 | 2.85e-06
20 | 5400 | 4.3e-06 | 5.17e-06

## band_21
Band | Wavelength | InbandPeakMethodRSR | Method2
21 | 1100 | 6.74e-05 | 1.72e-05
21 | 1120 | 0.000148 | 2.14e-05
21 | 1140 | 9.61e-05 | 1.27e-05
21 | 1160 | 9.22e-05 | 9.26e-06
21 | 1180 | 9.56e-05 | 8.64e-06
21 | 1200 | 4.23e-05 | 3.42e-06
21 | 1220 | 0.000164 | 1.29e-05
21 | 1240 | 2.9e-05 | 2.18e-06
21 | 1260 | 2.59e-05 | 1.85e-06
21 | 1280 | 0.000156 | 1.13e-05
21 | 1300 | 4.76e-05 | 3.16e-06
21 | 1320 | 0.000122 | 7.84e-06
21 | 1340 | 8.96e-05 | 6.01e-06
21 | 1360 | 3.59e-05 | 2.31e-06
21 | 1380 | 6.91e-06 | 4.49e-07
21 | 1400 | 9.08e-05 | 6.19e-06
21 | 1420 | 9.88e-05 | 6.87e-06
21 | 1440 | 5.06e-05 | 3.53e-06
21 | 1460 | 9.01e-05 | 6.03e-06
21 | 1480 | 5.18e-05 | 3.49e-06
21 | 1500 | 8.08e-05 | 5.35e-06
21 | 1520 | 0.000109 | 6.92e-06
21 | 1540 | 7.42e-05 | 4.88e-06
21 | 1560 | 1.65e-05 | 1.06e-06
21 | 1580 | 5.87e-05 | 3.87e-06
21 | 1600 | 7.6e-05 | 4.97e-06
21 | 1620 | 0.00014 | 8.65e-06
21 | 1640 | 7.52e-06 | 4.72e-07
21 | 1660 | 9.44e-05 | 5.87e-06
21 | 1680 | 6.36e-05 | 4.2e-06
21 | 1700 | 0.000167 | 1.13e-05
21 | 1720 | 4.8e-05 | 3.24e-06
21 | 1740 | 7.65e-05 | 5.37e-06
21 | 1760 | 4.21e-05 | 2.86e-06
21 | 1780 | 0.000104 | 7.42e-06
21 | 1800 | 3.68e-05 | 2.69e-06
21 | 1820 | 0.000104 | 8.17e-06
21 | 1840 | 2.91e-05 | 2.47e-06
21 | 1860 | 7.61e-05 | 6.28e-06
21 | 1880 | 1.09e-05 | 1.01e-06
21 | 1900 | 0.000101 | 9.94e-06
21 | 1920 | 7.25e-05 | 8.37e-06
21 | 1940 | 0.000102 | 1.25e-05
21 | 1960 | 7.55e-05 | 9.85e-06
21 | 1980 | 0.000108 | 1.51e-05
21 | 2000 | 5.2e-05 | 7.55e-06
21 | 2020 | 8.28e-05 | 1.3e-05
21 | 2040 | 5.35e-05 | 8.64e-06
21 | 2060 | 4.93e-05 | 8.48e-06
21 | 2080 | 3.5e-05 | 6.14e-06
21 | 2100 | 7.83e-06 | 1.46e-06
21 | 2120 | 6.68e-05 | 1.33e-05
21 | 2140 | 0.00012 | 2.67e-05
21 | 2160 | 0.000157 | 3.81e-05
21 | 2180 | 8.44e-05 | 1.92e-05
21 | 2200 | 1.81e-05 | 3.15e-06
21 | 2220 | 6.01e-05 | 1.11e-05
21 | 2240 | 5.63e-05 | 9.09e-06
21 | 2260 | 3.66e-05 | 5.9e-06
21 | 2280 | 7.03e-05 | 1.39e-05
21 | 2300 | 5.93e-05 | 1.27e-05
21 | 2320 | 0.000135 | 0.000251
21 | 2340 | 2.56e-05 | 2.61e-05
21 | 2360 | 5.2e-05 | 3.53e-05
21 | 2380 | 2.2e-05 | 1.19e-05
21 | 2400 | 4.93e-05 | 2.56e-05
21 | 2420 | 4.61e-05 | 2.42e-05
21 | 2440 | 5.47e-05 | 3.02e-05
21 | 2460 | 4.51e-05 | 2.59e-05
21 | 2480 | 4.83e-05 | 2.88e-05
21 | 2500 | 1.37e-05 | 8.18e-06
21 | 2520 | 0.000133 | 8.3e-05
21 | 2540 | 6.46e-05 | 4.28e-05
21 | 2560 | 3.05e-05 | 2.12e-05
21 | 2580 | 1.33e-05 | 9.9e-06
21 | 2600 | 9.16e-05 | 7.15e-05
21 | 2620 | 0.000126 | 0.000105
21 | 2640 | 0.00014 | 0.000124
21 | 2660 | 8.2e-05 | 7.67e-05
21 | 2680 | 7.27e-05 | 7.29e-05
21 | 2700 | 1.97e-05 | 2.12e-05
21 | 2720 | 3.82e-05 | 4.54e-05
21 | 2740 | 6.35e-05 | 8.97e-05
21 | 2760 | 1.44e-05 | 2.49e-05
21 | 2780 | 7.97e-05 | 0.000168
21 | 2800 | 7.85e-05 | 0.000235
21 | 2820 | 7.79e-05 | 0.000257
21 | 2840 | 0.000134 | 0.000493
21 | 2860 | 1.52e-05 | 6.35e-05
21 | 2880 | 6.99e-05 | 0.000317
21 | 2900 | 4.17e-05 | 0.000124
21 | 2950 | 4.41e-05 | 6.08e-05
21 | 3000 | 7.17e-06 | 7.24e-06
21 | 3050 | 3.67e-05 | 3.4e-05
21 | 3100 | 8.22e-05 | 7.36e-05
21 | 3150 | 2.94e-05 | 2.54e-05
21 | 3200 | 3.84e-05 | 3.35e-05
21 | 3250 | 9.84e-05 | 8.78e-05
21 | 3300 | 2.18e-05 | 1.91e-05
21 | 3350 | 3.76e-05 | 3.34e-05
21 | 3400 | 0.000168 | 0.000154
21 | 3450 | 3.34e-06 | 3.04e-06
21 | 3500 | 1.93e-05 | 1.75e-05
21 | 3550 | 7.31e-05 | 6.82e-05
21 | 3600 | 4.24e-05 | 4.04e-05
21 | 3650 | 0.000255 | 0.000239
21 | 3700 | 0.000947 | 0.000843
21 | 3750 | 0.00127 | 0.00112
21 | 3800 | 0.00201 | 0.00182
21 | 3850 | 0.00469 | 0.00441
21 | 3894.1 | 0.01 | 0.01
21 | 3895.2 | 0.01082 | 0.01082
21 | 3900.2 | 0.0172 | 0.0172
21 | 3905.2 | 0.02801 | 0.02801
21 | 3910.3 | 0.04627 | 0.04627
21 | 3915.2 | 0.07387 | 0.07387
21 | 3920.2 | 0.11363 | 0.11363
21 | 3925.3 | 0.17839 | 0.17839
21 | 3930.3 | 0.26634 | 0.26634
21 | 3935.2 | 0.3745 | 0.3745
21 | 3940.3 | 0.51767 | 0.51767
21 | 3945.3 | 0.66779 | 0.66779
21 | 3950.2 | 0.78755 | 0.78755
21 | 3955.2 | 0.88436 | 0.88436
21 | 3960.3 | 0.94822 | 0.94822
21 | 3965.3 | 0.97774 | 0.97774
21 | 3970.2 | 0.98831 | 0.98831
21 | 3975.3 | 0.99751 | 0.99751
21 | 3980.4 | 1 | 1
21 | 3985.3 | 0.99607 | 0.99607
21 | 3990.2 | 0.98871 | 0.98871
21 | 3995.3 | 0.97699 | 0.97699
21 | 4000.3 | 0.94897 | 0.94897
21 | 4005.3 | 0.91579 | 0.91579
21 | 4010.3 | 0.8512 | 0.8512
21 | 4015.3 | 0.76042 | 0.76042
21 | 4020.3 | 0.63575 | 0.63575
21 | 4025.2 | 0.49262 | 0.49262
21 | 4030.2 | 0.34933 | 0.34933
21 | 4035.3 | 0.23142 | 0.23142
21 | 4040.2 | 0.1412 | 0.1412
21 | 4045.3 | 0.08259 | 0.08259
21 | 4050.2 | 0.0496 | 0.0496
21 | 4055.3 | 0.02956 | 0.02956
21 | 4060.2 | 0.02042 | 0.02042
21 | 4065.3 | 0.01365 | 0.01365
21 | 4070.2 | 0.01028 | 0.01028
21 | 4070.8 | 0.01 | 0.01
21 | 4100 | 0.00261 | 0.00296
21 | 4150 | 0.000287 | 0.000318
21 | 4200 | 3.08e-05 | 3.31e-05
21 | 4250 | 4.88e-05 | 5.35e-05
21 | 4300 | 9.51e-05 | 0.000107
21 | 4350 | 1.45e-05 | 1.63e-05
21 | 4400 | 7.09e-05 | 8.14e-05
21 | 4450 | 4.07e-05 | 4.99e-05
21 | 4500 | 0.000202 | 0.000265
21 | 4550 | 0.000157 | 0.000215
21 | 4600 | 6.75e-06 | 9.45e-06
21 | 4650 | 1.99e-05 | 2.94e-05
21 | 4700 | 5.43e-05 | 8.24e-05
21 | 4750 | 2.61e-05 | 3.96e-05
21 | 4800 | 1.49e-05 | 2.22e-05
21 | 4850 | 2.8e-05 | 4.18e-05
21 | 4900 | 3.15e-05 | 4.86e-05
21 | 4950 | 4.1e-06 | 6.43e-06
21 | 5000 | 3.08e-05 | 4.69e-05
21 | 5050 | 1.86e-05 | 2.84e-05
21 | 5100 | 3.85e-05 | 5.96e-05
21 | 5150 | 0.000114 | 0.00018
21 | 5200 | 0.000113 | 0.000177
21 | 5250 | 2.43e-05 | 3.8e-05
21 | 5300 | 6.15e-05 | 7.77e-05
21 | 5350 | 4.45e-05 | 4.85e-05
21 | 5400 | 1.4e-05 | 1.52e-05

## band_22
Band | Wavelength | InbandPeakMethodRSR | Method2
22 | 1100 | 2.45e-06 | 6.27e-07
22 | 1120 | 9.43e-07 | 1.36e-07
22 | 1140 | 4.18e-06 | 5.55e-07
22 | 1160 | 2.64e-06 | 2.66e-07
22 | 1180 | 1.64e-06 | 1.49e-07
22 | 1200 | 1.06e-06 | 8.59e-08
22 | 1220 | 4.93e-06 | 3.91e-07
22 | 1240 | 1.72e-07 | 1.3e-08
22 | 1260 | 1.35e-06 | 9.66e-08
22 | 1280 | 5.97e-07 | 4.32e-08
22 | 1300 | 1.66e-06 | 1.11e-07
22 | 1320 | 2.62e-06 | 1.69e-07
22 | 1340 | 1.34e-06 | 9.05e-08
22 | 1360 | 1.14e-06 | 7.37e-08
22 | 1380 | 3.45e-07 | 2.25e-08
22 | 1400 | 1.33e-06 | 9.12e-08
22 | 1420 | 5.18e-06 | 3.61e-07
22 | 1440 | 1.06e-06 | 7.41e-08
22 | 1460 | 9.12e-07 | 6.12e-08
22 | 1480 | 2.87e-06 | 1.94e-07
22 | 1500 | 8.08e-07 | 5.37e-08
22 | 1520 | 1.82e-06 | 1.16e-07
22 | 1540 | 1.74e-06 | 1.15e-07
22 | 1560 | 9.65e-07 | 6.26e-08
22 | 1580 | 8.03e-07 | 5.31e-08
22 | 1600 | 1.64e-06 | 1.08e-07
22 | 1620 | 1.05e-06 | 6.51e-08
22 | 1640 | 4.08e-07 | 2.57e-08
22 | 1660 | 2.44e-07 | 1.52e-08
22 | 1680 | 2.3e-06 | 1.52e-07
22 | 1700 | 9.69e-07 | 6.57e-08
22 | 1720 | 1.31e-06 | 8.86e-08
22 | 1740 | 1.22e-06 | 8.6e-08
22 | 1760 | 2.64e-06 | 1.8e-07
22 | 1780 | 2.5e-07 | 1.8e-08
22 | 1800 | 6.13e-08 | 4.49e-09
22 | 1820 | 2.59e-07 | 2.05e-08
22 | 1840 | 6.04e-06 | 5.15e-07
22 | 1860 | 1.38e-07 | 1.14e-08
22 | 1880 | 1.26e-07 | 1.16e-08
22 | 1900 | 1.13e-06 | 1.12e-07
22 | 1920 | 9.97e-07 | 1.15e-07
22 | 1940 | 1.33e-06 | 1.64e-07
22 | 1960 | 7.23e-07 | 9.47e-08
22 | 1980 | 2.35e-06 | 3.29e-07
22 | 2000 | 2.9e-06 | 4.23e-07
22 | 2020 | 1.59e-07 | 2.51e-08
22 | 2040 | 5.77e-07 | 9.36e-08
22 | 2060 | 5.38e-06 | 9.29e-07
22 | 2080 | 7.04e-07 | 1.24e-07
22 | 2100 | 2.48e-06 | 4.65e-07
22 | 2120 | 4.07e-06 | 8.14e-07
22 | 2140 | 7.84e-07 | 1.75e-07
22 | 2160 | 2.79e-06 | 6.8e-07
22 | 2180 | 1.84e-06 | 4.2e-07
22 | 2200 | 2.05e-06 | 3.57e-07
22 | 2220 | 5.04e-07 | 9.32e-08
22 | 2240 | 5.28e-07 | 8.55e-08
22 | 2260 | 2.52e-06 | 4.07e-07
22 | 2280 | 2.19e-06 | 4.34e-07
22 | 2300 | 4.65e-07 | 9.98e-08
22 | 2320 | 7.17e-07 | 1.34e-06
22 | 2340 | 2.34e-07 | 2.39e-07
22 | 2360 | 2.32e-06 | 1.58e-06
22 | 2380 | 5.39e-07 | 2.92e-07
22 | 2400 | 3.3e-06 | 1.72e-06
22 | 2420 | 2.76e-06 | 1.45e-06
22 | 2440 | 1.51e-06 | 8.37e-07
22 | 2460 | 1.77e-06 | 1.02e-06
22 | 2480 | 5.62e-07 | 3.36e-07
22 | 2500 | 6.54e-07 | 3.93e-07
22 | 2520 | 4.72e-07 | 2.95e-07
22 | 2540 | 1.24e-06 | 8.27e-07
22 | 2560 | 2.17e-06 | 1.51e-06
22 | 2580 | 4.62e-07 | 3.44e-07
22 | 2600 | 1.22e-06 | 9.55e-07
22 | 2620 | 1.95e-06 | 1.64e-06
22 | 2640 | 3.66e-06 | 3.27e-06
22 | 2660 | 1.84e-06 | 1.73e-06
22 | 2680 | 4.42e-06 | 4.45e-06
22 | 2700 | 4.59e-08 | 4.96e-08
22 | 2720 | 2.4e-07 | 2.85e-07
22 | 2740 | 1.09e-06 | 1.54e-06
22 | 2760 | 3.26e-06 | 5.65e-06
22 | 2780 | 1.28e-07 | 2.71e-07
22 | 2800 | 1.29e-06 | 3.87e-06
22 | 2820 | 5.8e-06 | 1.92e-05
22 | 2840 | 5.78e-06 | 2.14e-05
22 | 2860 | 2.66e-07 | 1.11e-06
22 | 2880 | 4.22e-06 | 1.92e-05
22 | 2900 | 6.28e-07 | 1.87e-06
22 | 2950 | 1.62e-06 | 2.24e-06
22 | 3000 | 3.51e-07 | 3.55e-07
22 | 3050 | 2.93e-06 | 2.73e-06
22 | 3100 | 1.54e-06 | 1.39e-06
22 | 3150 | 1.91e-06 | 1.66e-06
22 | 3200 | 1.52e-06 | 1.33e-06
22 | 3250 | 5.71e-06 | 5.12e-06
22 | 3300 | 5.11e-06 | 4.5e-06
22 | 3350 | 3.1e-06 | 2.77e-06
22 | 3400 | 3.1e-06 | 2.84e-06
22 | 3450 | 4.35e-06 | 3.97e-06
22 | 3500 | 4.34e-06 | 3.95e-06
22 | 3550 | 1.19e-05 | 1.12e-05
22 | 3600 | 2.19e-05 | 2.1e-05
22 | 3650 | 4.92e-05 | 4.64e-05
22 | 3700 | 0.000209 | 0.000186
22 | 3750 | 0.000622 | 0.000551
22 | 3800 | 0.00137 | 0.00125
22 | 3850 | 0.00633 | 0.00598
22 | 3882.5 | 0.01 | 0.01
22 | 3885.4 | 0.01235 | 0.01235
22 | 3890.2 | 0.01717 | 0.01717
22 | 3895.2 | 0.0262 | 0.0262
22 | 3900.2 | 0.04161 | 0.04161
22 | 3905.2 | 0.06758 | 0.06758
22 | 3910.4 | 0.11389 | 0.11389
22 | 3915.3 | 0.17979 | 0.17979
22 | 3920.2 | 0.2719 | 0.2719
22 | 3925.3 | 0.38775 | 0.38775
22 | 3930.4 | 0.51292 | 0.51292
22 | 3935.3 | 0.63531 | 0.63531
22 | 3940.3 | 0.76293 | 0.76293
22 | 3945.4 | 0.87058 | 0.87058
22 | 3950.2 | 0.93915 | 0.93915
22 | 3955.3 | 0.98278 | 0.98278
22 | 3960.3 | 1 | 1
22 | 3965.4 | 0.98224 | 0.98224
22 | 3970.2 | 0.94503 | 0.94503
22 | 3975.3 | 0.90784 | 0.90784
22 | 3980.4 | 0.89782 | 0.89782
22 | 3985.3 | 0.92817 | 0.92817
22 | 3990.2 | 0.96266 | 0.96266
22 | 3995.4 | 0.98972 | 0.98972
22 | 4000.3 | 0.96283 | 0.96283
22 | 4005.3 | 0.84296 | 0.84296
22 | 4010.3 | 0.66684 | 0.66684
22 | 4015.3 | 0.49078 | 0.49078
22 | 4020.4 | 0.33833 | 0.33833
22 | 4025.2 | 0.22157 | 0.22157
22 | 4030.3 | 0.1272 | 0.1272
22 | 4035.4 | 0.06608 | 0.06608
22 | 4040.2 | 0.03624 | 0.03624
22 | 4045.4 | 0.02126 | 0.02126
22 | 4050.2 | 0.01534 | 0.01534
22 | 4055.3 | 0.01 | 0.01
22 | 4100 | 0.00129 | 0.00148
22 | 4150 | 0.000179 | 0.000199
22 | 4200 | 5.23e-05 | 5.64e-05
22 | 4250 | 2.09e-05 | 2.3e-05
22 | 4300 | 1.2e-05 | 1.36e-05
22 | 4350 | 1.25e-05 | 1.41e-05
22 | 4400 | 9.43e-06 | 1.09e-05
22 | 4450 | 9.76e-06 | 1.2e-05
22 | 4500 | 1.11e-05 | 1.46e-05
22 | 4550 | 1.01e-05 | 1.39e-05
22 | 4600 | 6.98e-06 | 9.81e-06
22 | 4650 | 5.94e-06 | 8.8e-06
22 | 4700 | 8.47e-06 | 1.29e-05
22 | 4750 | 5.33e-06 | 8.13e-06
22 | 4800 | 1.09e-05 | 1.63e-05
22 | 4850 | 4.3e-06 | 6.43e-06
22 | 4900 | 8.76e-06 | 1.36e-05
22 | 4950 | 7.44e-07 | 1.17e-06
22 | 5000 | 1.25e-06 | 1.91e-06
22 | 5050 | 3.52e-06 | 5.39e-06
22 | 5100 | 2.73e-06 | 4.24e-06
22 | 5150 | 5.31e-06 | 8.4e-06
22 | 5200 | 1.02e-06 | 1.61e-06
22 | 5250 | 3.69e-06 | 5.78e-06
22 | 5300 | 8.88e-08 | 1.13e-07
22 | 5350 | 1.9e-06 | 2.07e-06
22 | 5400 | 1.17e-06 | 1.28e-06

## band_23
Band | Wavelength | InbandPeakMethodRSR | Method2
23 | 1100 | 4.91e-06 | 1.13e-06
23 | 1120 | 1.68e-06 | 2.18e-07
23 | 1140 | 2.6e-06 | 3.1e-07
23 | 1160 | 9.67e-08 | 8.75e-09
23 | 1180 | 1.21e-06 | 9.85e-08
23 | 1200 | 1.62e-06 | 1.18e-07
23 | 1220 | 4.13e-07 | 2.95e-08
23 | 1240 | 8.28e-07 | 5.62e-08
23 | 1260 | 4.22e-07 | 2.71e-08
23 | 1280 | 4.26e-06 | 2.77e-07
23 | 1300 | 2.37e-06 | 1.42e-07
23 | 1320 | 7.87e-07 | 4.57e-08
23 | 1340 | 8.15e-07 | 4.93e-08
23 | 1360 | 3.41e-06 | 1.98e-07
23 | 1380 | 3.97e-07 | 2.33e-08
23 | 1400 | 1.82e-06 | 1.12e-07
23 | 1420 | 5.02e-06 | 3.14e-07
23 | 1440 | 6.9e-08 | 4.34e-09
23 | 1460 | 2.15e-06 | 1.3e-07
23 | 1480 | 1.11e-06 | 6.73e-08
23 | 1500 | 1.46e-06 | 8.7e-08
23 | 1520 | 1.5e-06 | 8.55e-08
23 | 1540 | 1.28e-06 | 7.62e-08
23 | 1560 | 8.27e-07 | 4.82e-08
23 | 1580 | 3.09e-06 | 1.84e-07
23 | 1600 | 1.79e-06 | 1.06e-07
23 | 1620 | 1.31e-06 | 7.3e-08
23 | 1640 | 8e-07 | 4.53e-08
23 | 1660 | 9.02e-07 | 5.06e-08
23 | 1680 | 1.97e-06 | 1.17e-07
23 | 1700 | 3.08e-06 | 1.88e-07
23 | 1720 | 3.78e-06 | 2.3e-07
23 | 1740 | 3.26e-07 | 2.06e-08
23 | 1760 | 3.93e-06 | 2.41e-07
23 | 1780 | 4e-07 | 2.58e-08
23 | 1800 | 2.7e-07 | 1.78e-08
23 | 1820 | 1.98e-06 | 1.41e-07
23 | 1840 | 3.1e-06 | 2.37e-07
23 | 1860 | 3.55e-06 | 2.64e-07
23 | 1880 | 1.23e-06 | 1.02e-07
23 | 1900 | 4.95e-07 | 4.39e-08
23 | 1920 | 2.85e-06 | 2.96e-07
23 | 1940 | 7.95e-07 | 8.81e-08
23 | 1960 | 9.29e-07 | 1.09e-07
23 | 1980 | 8.57e-07 | 1.08e-07
23 | 2000 | 2.24e-06 | 2.94e-07
23 | 2020 | 3.82e-06 | 5.43e-07
23 | 2040 | 4.11e-06 | 5.99e-07
23 | 2060 | 3.1e-06 | 4.81e-07
23 | 2080 | 3.07e-06 | 4.85e-07
23 | 2100 | 9.47e-07 | 1.6e-07
23 | 2120 | 8.75e-07 | 1.57e-07
23 | 2140 | 2.14e-06 | 4.29e-07
23 | 2160 | 3.9e-07 | 8.54e-08
23 | 2180 | 2.18e-06 | 4.47e-07
23 | 2200 | 5.01e-07 | 7.84e-08
23 | 2220 | 9.82e-06 | 1.63e-06
23 | 2240 | 4.59e-06 | 6.68e-07
23 | 2260 | 7.21e-06 | 1.05e-06
23 | 2280 | 3.33e-07 | 5.95e-08
23 | 2300 | 4.33e-06 | 8.37e-07
23 | 2320 | 1.94e-06 | 3.26e-06
23 | 2340 | 2.09e-06 | 1.92e-06
23 | 2360 | 2.36e-06 | 1.44e-06
23 | 2380 | 5.74e-06 | 2.79e-06
23 | 2400 | 3.46e-06 | 1.62e-06
23 | 2420 | 1.8e-07 | 8.5e-08
23 | 2440 | 7.68e-07 | 3.82e-07
23 | 2460 | 3.36e-06 | 1.74e-06
23 | 2480 | 3.26e-06 | 1.75e-06
23 | 2500 | 3.15e-07 | 1.7e-07
23 | 2520 | 1.74e-06 | 9.79e-07
23 | 2540 | 1.13e-06 | 6.74e-07
23 | 2560 | 3.25e-06 | 2.03e-06
23 | 2580 | 3.82e-06 | 2.56e-06
23 | 2600 | 2.87e-06 | 2.02e-06
23 | 2620 | 1.36e-06 | 1.02e-06
23 | 2640 | 7.77e-06 | 6.23e-06
23 | 2660 | 1.43e-06 | 1.2e-06
23 | 2680 | 3.48e-06 | 3.15e-06
23 | 2700 | 6.16e-07 | 5.97e-07
23 | 2720 | 1.33e-06 | 1.43e-06
23 | 2740 | 1.97e-06 | 2.51e-06
23 | 2760 | 1.88e-06 | 2.93e-06
23 | 2780 | 2.5e-06 | 4.75e-06
23 | 2800 | 3.86e-06 | 1.04e-05
23 | 2820 | 1.25e-06 | 3.73e-06
23 | 2840 | 1.42e-06 | 4.73e-06
23 | 2860 | 2.68e-06 | 1.01e-05
23 | 2880 | 2.18e-06 | 8.9e-06
23 | 2900 | 4.28e-07 | 1.14e-06
23 | 2950 | 1.71e-07 | 2.13e-07
23 | 3000 | 2.76e-06 | 2.51e-06
23 | 3050 | 1e-06 | 8.37e-07
23 | 3100 | 1.1e-06 | 8.91e-07
23 | 3150 | 1.68e-06 | 1.31e-06
23 | 3200 | 3.36e-06 | 2.65e-06
23 | 3250 | 8.9e-07 | 7.17e-07
23 | 3300 | 9.14e-07 | 7.23e-07
23 | 3350 | 2.57e-06 | 2.06e-06
23 | 3400 | 1.96e-06 | 1.61e-06
23 | 3450 | 5.23e-06 | 4.3e-06
23 | 3500 | 1.68e-06 | 1.37e-06
23 | 3550 | 6.18e-07 | 5.2e-07
23 | 3600 | 1.08e-05 | 9.29e-06
23 | 3650 | 2.1e-05 | 1.78e-05
23 | 3700 | 4.83e-05 | 3.87e-05
23 | 3750 | 0.000138 | 0.00011
23 | 3800 | 0.000402 | 0.000328
23 | 3850 | 0.000922 | 0.000783
23 | 3900 | 0.00209 | 0.00182
23 | 3950 | 0.0139 | 0.0124
23 | 3970.4 | 0.01 | 0.01
23 | 3974.5 | 0.01413 | 0.01413
23 | 3979.6 | 0.02059 | 0.02059
23 | 3984.5 | 0.02924 | 0.02924
23 | 3989.7 | 0.04093 | 0.04093
23 | 3994.6 | 0.05832 | 0.05832
23 | 3999.5 | 0.08896 | 0.08896
23 | 4004.5 | 0.13963 | 0.13963
23 | 4009.5 | 0.22743 | 0.22743
23 | 4014.5 | 0.35974 | 0.35974
23 | 4019.6 | 0.52886 | 0.52886
23 | 4024.6 | 0.7141 | 0.7141
23 | 4029.7 | 0.85777 | 0.85777
23 | 4034.5 | 0.93249 | 0.93249
23 | 4039.6 | 0.95651 | 0.95651
23 | 4044.5 | 0.96154 | 0.96154
23 | 4049.6 | 0.96326 | 0.96326
23 | 4054.5 | 0.97369 | 0.97369
23 | 4059.7 | 0.98039 | 0.98039
23 | 4064.6 | 0.98965 | 0.98965
23 | 4069.7 | 1 | 1
23 | 4074.6 | 0.99535 | 0.99535
23 | 4079.7 | 0.99127 | 0.99127
23 | 4084.6 | 0.98417 | 0.98417
23 | 4089.6 | 0.97256 | 0.97256
23 | 4094.7 | 0.90574 | 0.90574
23 | 4099.5 | 0.75203 | 0.75203
23 | 4104.5 | 0.52282 | 0.52282
23 | 4109.5 | 0.30288 | 0.30288
23 | 4114.5 | 0.17384 | 0.17384
23 | 4119.7 | 0.10444 | 0.10444
23 | 4124.6 | 0.06832 | 0.06832
23 | 4129.5 | 0.04584 | 0.04584
23 | 4134.6 | 0.03128 | 0.03128
23 | 4139.5 | 0.021 | 0.021
23 | 4144.6 | 0.01373 | 0.01373
23 | 4148.3 | 0.01 | 0.01
23 | 4150 | 0.0206 | 0.0206
23 | 4200 | 0.000856 | 0.00083
23 | 4250 | 0.000134 | 0.000132
23 | 4300 | 4.3e-05 | 4.37e-05
23 | 4350 | 2.29e-05 | 2.32e-05
23 | 4400 | 1.07e-05 | 1.11e-05
23 | 4450 | 1.72e-05 | 1.9e-05
23 | 4500 | 1.09e-05 | 1.28e-05
23 | 4550 | 8.8e-06 | 1.08e-05
23 | 4600 | 6.93e-06 | 8.75e-06
23 | 4650 | 4.87e-06 | 6.49e-06
23 | 4700 | 3.41e-06 | 4.67e-06
23 | 4750 | 1.12e-05 | 1.53e-05
23 | 4800 | 4.51e-06 | 6.06e-06
23 | 4850 | 4.03e-06 | 5.43e-06
23 | 4900 | 8.63e-06 | 1.2e-05
23 | 4950 | 2.34e-06 | 3.3e-06
23 | 5000 | 4.06e-06 | 5.57e-06
23 | 5050 | 3.05e-06 | 4.21e-06
23 | 5100 | 5.77e-06 | 8.05e-06
23 | 5150 | 4.75e-06 | 6.76e-06
23 | 5200 | 1.08e-06 | 1.53e-06
23 | 5250 | 3.15e-06 | 4.44e-06
23 | 5300 | 4.51e-08 | 5.15e-08
23 | 5350 | 5.1e-06 | 5.02e-06
23 | 5400 | 1.73e-06 | 1.7e-06

## band_24
Band | Wavelength | InbandPeakMethodRSR | Method2
24 | 1100 | 5.24e-06 | 1.12e-06
24 | 1120 | 2.18e-06 | 2.61e-07
24 | 1140 | 4.6e-06 | 5.07e-07
24 | 1160 | 1.04e-05 | 8.74e-07
24 | 1180 | 3.42e-06 | 2.58e-07
24 | 1200 | 8.54e-06 | 5.76e-07
24 | 1220 | 1.5e-06 | 9.9e-08
24 | 1240 | 8.12e-06 | 5.1e-07
24 | 1260 | 5.32e-06 | 3.16e-07
24 | 1280 | 2.82e-06 | 1.7e-07
24 | 1300 | 2.43e-06 | 1.34e-07
24 | 1320 | 8.28e-06 | 4.44e-07
24 | 1340 | 6.47e-06 | 3.62e-07
24 | 1360 | 2.51e-06 | 1.35e-07
24 | 1380 | 1.53e-05 | 8.32e-07
24 | 1400 | 5.21e-06 | 2.96e-07
24 | 1420 | 1.95e-07 | 1.13e-08
24 | 1440 | 5.13e-06 | 2.98e-07
24 | 1460 | 4.65e-06 | 2.59e-07
24 | 1480 | 1.38e-06 | 7.77e-08
24 | 1500 | 3.78e-06 | 2.09e-07
24 | 1520 | 8.97e-07 | 4.73e-08
24 | 1540 | 2.6e-06 | 1.43e-07
24 | 1560 | 2.53e-06 | 1.36e-07
24 | 1580 | 1e-06 | 5.51e-08
24 | 1600 | 1.15e-06 | 6.24e-08
24 | 1620 | 3.48e-06 | 1.8e-07
24 | 1640 | 5.91e-06 | 3.09e-07
24 | 1660 | 2.62e-07 | 1.36e-08
24 | 1680 | 1.59e-06 | 8.73e-08
24 | 1700 | 2.92e-06 | 1.65e-07
24 | 1720 | 9.38e-06 | 5.28e-07
24 | 1740 | 2.53e-06 | 1.48e-07
24 | 1760 | 8.67e-06 | 4.9e-07
24 | 1780 | 9.75e-07 | 5.81e-08
24 | 1800 | 1.53e-06 | 9.31e-08
24 | 1820 | 4.13e-06 | 2.72e-07
24 | 1840 | 5.65e-06 | 4e-07
24 | 1860 | 1.25e-05 | 8.57e-07
24 | 1880 | 3.21e-06 | 2.47e-07
24 | 1900 | 1.53e-05 | 1.25e-06
24 | 1920 | 1.02e-07 | 9.84e-09
24 | 1940 | 8.46e-07 | 8.66e-08
24 | 1960 | 2.6e-06 | 2.83e-07
24 | 1980 | 8.27e-06 | 9.63e-07
24 | 2000 | 6.27e-06 | 7.59e-07
24 | 2020 | 4.43e-06 | 5.83e-07
24 | 2040 | 5.28e-06 | 7.11e-07
24 | 2060 | 3.43e-06 | 4.92e-07
24 | 2080 | 5.46e-06 | 7.98e-07
24 | 2100 | 3.92e-06 | 6.11e-07
24 | 2120 | 8.63e-06 | 1.43e-06
24 | 2140 | 3.55e-07 | 6.57e-08
24 | 2160 | 3.87e-06 | 7.83e-07
24 | 2180 | 3.69e-06 | 6.99e-07
24 | 2200 | 2.59e-06 | 3.74e-07
24 | 2220 | 2.86e-07 | 4.4e-08
24 | 2240 | 3.35e-06 | 4.51e-07
24 | 2260 | 8.3e-06 | 1.11e-06
24 | 2280 | 6.93e-06 | 1.14e-06
24 | 2300 | 5.76e-06 | 1.03e-06
24 | 2320 | 1.17e-05 | 1.81e-05
24 | 2340 | 5.37e-06 | 4.58e-06
24 | 2360 | 5.63e-06 | 3.18e-06
24 | 2380 | 7.26e-06 | 3.27e-06
24 | 2400 | 8.09e-06 | 3.5e-06
24 | 2420 | 1.35e-06 | 5.91e-07
24 | 2440 | 3.97e-06 | 1.83e-06
24 | 2460 | 7.53e-06 | 3.6e-06
24 | 2480 | 6.36e-06 | 3.16e-06
24 | 2500 | 2.92e-06 | 1.46e-06
24 | 2520 | 6.53e-07 | 3.4e-07
24 | 2540 | 6.56e-06 | 3.63e-06
24 | 2560 | 6.98e-06 | 4.04e-06
24 | 2580 | 8e-06 | 4.96e-06
24 | 2600 | 1.03e-05 | 6.7e-06
24 | 2620 | 2.04e-06 | 1.42e-06
24 | 2640 | 3.77e-06 | 2.79e-06
24 | 2660 | 8.29e-06 | 6.47e-06
24 | 2680 | 1.07e-05 | 8.9e-06
24 | 2700 | 3.49e-06 | 3.13e-06
24 | 2720 | 6.49e-06 | 6.42e-06
24 | 2740 | 7.73e-06 | 9.11e-06
24 | 2760 | 4.43e-07 | 6.38e-07
24 | 2780 | 1.41e-06 | 2.48e-06
24 | 2800 | 3.39e-07 | 8.46e-07
24 | 2820 | 5.47e-06 | 1.5e-05
24 | 2840 | 3.86e-06 | 1.19e-05
24 | 2860 | 1.27e-06 | 4.41e-06
24 | 2880 | 6.47e-06 | 2.45e-05
24 | 2900 | 3.92e-06 | 9.69e-06
24 | 2950 | 3.96e-06 | 4.55e-06
24 | 3000 | 3.38e-06 | 2.84e-06
24 | 3050 | 6.8e-06 | 5.26e-06
24 | 3100 | 8.03e-06 | 6e-06
24 | 3150 | 3.77e-06 | 2.72e-06
24 | 3200 | 3.1e-05 | 2.26e-05
24 | 3250 | 5.39e-05 | 4.01e-05
24 | 3300 | 5.8e-05 | 4.24e-05
24 | 3350 | 5.42e-05 | 4.02e-05
24 | 3400 | 0.000139 | 0.000106
24 | 3450 | 0.000167 | 0.000127
24 | 3500 | 4.34e-05 | 3.28e-05
24 | 3550 | 3.35e-05 | 2.61e-05
24 | 3600 | 3.47e-05 | 2.76e-05
24 | 3650 | 1.81e-05 | 1.41e-05
24 | 3700 | 2.01e-05 | 1.49e-05
24 | 3750 | 1.93e-05 | 1.42e-05
24 | 3800 | 1.05e-05 | 7.9e-06
24 | 3850 | 1.11e-05 | 8.74e-06
24 | 3900 | 1.48e-05 | 1.2e-05
24 | 3950 | 2.15e-05 | 1.78e-05
24 | 4000 | 2.37e-05 | 2.06e-05
24 | 4050 | 3.01e-05 | 2.78e-05
24 | 4100 | 9.4e-05 | 8.92e-05
24 | 4150 | 0.000357 | 0.00033
24 | 4200 | 0.000899 | 0.000806
24 | 4250 | 0.00162 | 0.00148
24 | 4300 | 0.00379 | 0.00356
24 | 4348.4 | 0.01 | 0.01
24 | 4349.5 | 0.01063 | 0.01063
24 | 4354.6 | 0.01536 | 0.01536
24 | 4359.6 | 0.02144 | 0.02144
24 | 4364.6 | 0.03071 | 0.03071
24 | 4369.7 | 0.04339 | 0.04339
24 | 4374.7 | 0.06228 | 0.06228
24 | 4379.6 | 0.09 | 0.09
24 | 4384.6 | 0.13312 | 0.13312
24 | 4389.6 | 0.1992 | 0.1992
24 | 4394.6 | 0.29676 | 0.29676
24 | 4399.6 | 0.42517 | 0.42517
24 | 4404.6 | 0.58298 | 0.58298
24 | 4409.7 | 0.74185 | 0.74185
24 | 4414.5 | 0.86265 | 0.86265
24 | 4419.6 | 0.92939 | 0.92939
24 | 4424.6 | 0.95297 | 0.95297
24 | 4429.5 | 0.95665 | 0.95665
24 | 4434.6 | 0.96687 | 0.96687
24 | 4439.6 | 0.98074 | 0.98074
24 | 4444.5 | 0.98791 | 0.98791
24 | 4449.5 | 0.98832 | 0.98832
24 | 4454.5 | 0.98823 | 0.98823
24 | 4459.5 | 0.99487 | 0.99487
24 | 4464.5 | 1 | 1
24 | 4469.5 | 0.99644 | 0.99644
24 | 4474.6 | 0.98288 | 0.98288
24 | 4479.6 | 0.93573 | 0.93573
24 | 4484.5 | 0.85179 | 0.85179
24 | 4489.5 | 0.72372 | 0.72372
24 | 4494.6 | 0.54831 | 0.54831
24 | 4499.6 | 0.36404 | 0.36404
24 | 4504.5 | 0.21996 | 0.21996
24 | 4509.5 | 0.12721 | 0.12721
24 | 4514.5 | 0.07731 | 0.07731
24 | 4519.6 | 0.05018 | 0.05018
24 | 4524.6 | 0.03371 | 0.03371
24 | 4529.5 | 0.02426 | 0.02426
24 | 4534.5 | 0.0178 | 0.0178
24 | 4539.7 | 0.01339 | 0.01339
24 | 4544.3 | 0.01 | 0.01
24 | 4550 | 0.0114 | 0.0129
24 | 4600 | 0.000757 | 0.000884
24 | 4650 | 0.000134 | 0.000165
24 | 4700 | 4.29e-05 | 5.42e-05
24 | 4750 | 2.33e-05 | 2.95e-05
24 | 4800 | 1.11e-05 | 1.38e-05
24 | 4850 | 8.29e-06 | 1.03e-05
24 | 4900 | 1.6e-05 | 2.06e-05
24 | 4950 | 4.41e-06 | 5.75e-06
24 | 5000 | 1.1e-05 | 1.39e-05
24 | 5050 | 4.25e-06 | 5.4e-06
24 | 5100 | 1.48e-06 | 1.91e-06
24 | 5150 | 4.63e-06 | 6.09e-06
24 | 5200 | 4.64e-06 | 6.06e-06
24 | 5250 | 3.98e-06 | 5.19e-06
24 | 5300 | 2.57e-06 | 2.71e-06
24 | 5350 | 3.7e-06 | 3.37e-06
24 | 5400 | 3.48e-06 | 3.15e-06

## band_25
Band | Wavelength | InbandPeakMethodRSR | Method2
25 | 1100 | 9.89e-06 | 1.9e-06
25 | 1120 | 5.9e-06 | 6.41e-07
25 | 1140 | 1.06e-05 | 1.06e-06
25 | 1160 | 2.19e-06 | 1.66e-07
25 | 1180 | 9.81e-07 | 6.69e-08
25 | 1200 | 7.64e-07 | 4.66e-08
25 | 1220 | 5.72e-06 | 3.41e-07
25 | 1240 | 3.48e-06 | 1.98e-07
25 | 1260 | 5.23e-06 | 2.8e-07
25 | 1280 | 5.66e-06 | 3.08e-07
25 | 1300 | 2.12e-06 | 1.06e-07
25 | 1320 | 7.79e-06 | 3.78e-07
25 | 1340 | 3.94e-06 | 1.99e-07
25 | 1360 | 1.39e-05 | 6.75e-07
25 | 1380 | 4.39e-06 | 2.15e-07
25 | 1400 | 1.72e-05 | 8.86e-07
25 | 1420 | 4.61e-06 | 2.41e-07
25 | 1440 | 4.43e-06 | 2.33e-07
25 | 1460 | 1.69e-06 | 8.52e-08
25 | 1480 | 5.08e-06 | 2.58e-07
25 | 1500 | 4.46e-06 | 2.23e-07
25 | 1520 | 3.39e-06 | 1.62e-07
25 | 1540 | 5.49e-07 | 2.73e-08
25 | 1560 | 4.34e-06 | 2.12e-07
25 | 1580 | 1.05e-06 | 5.2e-08
25 | 1600 | 7.69e-06 | 3.79e-07
25 | 1620 | 5.35e-06 | 2.5e-07
25 | 1640 | 8.54e-06 | 4.04e-07
25 | 1660 | 1.75e-05 | 8.18e-07
25 | 1680 | 1.21e-06 | 6.03e-08
25 | 1700 | 1.11e-05 | 5.66e-07
25 | 1720 | 1.67e-05 | 8.51e-07
25 | 1740 | 4.7e-08 | 2.49e-09
25 | 1760 | 2.28e-06 | 1.17e-07
25 | 1780 | 8.57e-06 | 4.62e-07
25 | 1800 | 1.14e-05 | 6.3e-07
25 | 1820 | 1.42e-06 | 8.45e-08
25 | 1840 | 3.59e-06 | 2.3e-07
25 | 1860 | 1.81e-05 | 1.13e-06
25 | 1880 | 8.24e-06 | 5.73e-07
25 | 1900 | 5.96e-06 | 4.42e-07
25 | 1920 | 3.98e-06 | 3.47e-07
25 | 1940 | 3.82e-06 | 3.54e-07
25 | 1960 | 1.43e-05 | 1.41e-06
25 | 1980 | 1.37e-06 | 1.45e-07
25 | 2000 | 1.14e-05 | 1.25e-06
25 | 2020 | 8.61e-06 | 1.02e-06
25 | 2040 | 3.69e-06 | 4.49e-07
25 | 2060 | 7.88e-06 | 1.02e-06
25 | 2080 | 7.66e-06 | 1.01e-06
25 | 2100 | 1.14e-05 | 1.6e-06
25 | 2120 | 2.15e-07 | 3.23e-08
25 | 2140 | 6.26e-06 | 1.05e-06
25 | 2160 | 7.08e-06 | 1.29e-06
25 | 2180 | 7.32e-07 | 1.26e-07
25 | 2200 | 1.66e-06 | 2.17e-07
25 | 2220 | 2.36e-06 | 3.29e-07
25 | 2240 | 9.34e-07 | 1.14e-07
25 | 2260 | 2.23e-06 | 2.71e-07
25 | 2280 | 1.57e-06 | 2.34e-07
25 | 2300 | 2.44e-06 | 3.94e-07
25 | 2320 | 1.05e-05 | 1.47e-05
25 | 2340 | 3.7e-06 | 2.85e-06
25 | 2360 | 6.92e-06 | 3.54e-06
25 | 2380 | 4.13e-06 | 1.68e-06
25 | 2400 | 2.89e-06 | 1.13e-06
25 | 2420 | 8.49e-06 | 3.36e-06
25 | 2440 | 2.93e-06 | 1.22e-06
25 | 2460 | 9.09e-06 | 3.93e-06
25 | 2480 | 3.7e-07 | 1.66e-07
25 | 2500 | 1.08e-05 | 4.87e-06
25 | 2520 | 3.73e-06 | 1.75e-06
25 | 2540 | 4.25e-06 | 2.12e-06
25 | 2560 | 7.25e-06 | 3.79e-06
25 | 2580 | 1.51e-06 | 8.44e-07
25 | 2600 | 8.66e-06 | 5.1e-06
25 | 2620 | 4.23e-06 | 2.66e-06
25 | 2640 | 5.54e-06 | 3.72e-06
25 | 2660 | 3.19e-06 | 2.25e-06
25 | 2680 | 1.5e-05 | 1.13e-05
25 | 2700 | 4.76e-06 | 3.86e-06
25 | 2720 | 2.08e-06 | 1.86e-06
25 | 2740 | 8.95e-06 | 9.54e-06
25 | 2760 | 4.21e-06 | 5.48e-06
25 | 2780 | 5.98e-06 | 9.52e-06
25 | 2800 | 7.69e-06 | 1.74e-05
25 | 2820 | 6.09e-06 | 1.52e-05
25 | 2840 | 1.35e-05 | 3.74e-05
25 | 2860 | 5.87e-06 | 1.85e-05
25 | 2880 | 4.4e-08 | 1.5e-07
25 | 2900 | 6.03e-06 | 1.35e-05
25 | 2950 | 3.08e-06 | 3.2e-06
25 | 3000 | 1.09e-05 | 8.28e-06
25 | 3050 | 9.9e-06 | 6.93e-06
25 | 3100 | 6.16e-06 | 4.16e-06
25 | 3150 | 2.31e-06 | 1.5e-06
25 | 3200 | 1.65e-05 | 1.08e-05
25 | 3250 | 5.25e-05 | 3.53e-05
25 | 3300 | 0.000118 | 7.83e-05
25 | 3350 | 0.000132 | 8.84e-05
25 | 3400 | 0.000188 | 0.000129
25 | 3450 | 0.000688 | 0.000472
25 | 3500 | 0.00125 | 0.000853
25 | 3550 | 0.000325 | 0.000229
25 | 3600 | 0.000134 | 9.68e-05
25 | 3650 | 5.64e-05 | 3.99e-05
25 | 3700 | 3.59e-05 | 2.41e-05
25 | 3750 | 2.88e-05 | 1.91e-05
25 | 3800 | 2.88e-05 | 1.97e-05
25 | 3850 | 2.78e-05 | 1.98e-05
25 | 3900 | 2e-05 | 1.46e-05
25 | 3950 | 3e-05 | 2.25e-05
25 | 4000 | 3.6e-05 | 2.83e-05
25 | 4050 | 2.99e-05 | 2.49e-05
25 | 4100 | 4.63e-05 | 3.97e-05
25 | 4150 | 8.42e-05 | 7.04e-05
25 | 4200 | 0.00031 | 0.000251
25 | 4250 | 0.000831 | 0.000687
25 | 4300 | 0.00164 | 0.00139
25 | 4350 | 0.00307 | 0.0026
25 | 4400 | 0.0118 | 0.0102
25 | 4426.8 | 0.01 | 0.01
25 | 4431.5 | 0.01392 | 0.01392
25 | 4436.4 | 0.02051 | 0.02051
25 | 4441.3 | 0.03032 | 0.03032
25 | 4446.5 | 0.04611 | 0.04611
25 | 4451.5 | 0.06704 | 0.06704
25 | 4456.5 | 0.09757 | 0.09757
25 | 4461.5 | 0.14067 | 0.14067
25 | 4466.3 | 0.19658 | 0.19658
25 | 4471.3 | 0.26952 | 0.26952
25 | 4476.4 | 0.36395 | 0.36395
25 | 4481.4 | 0.48035 | 0.48035
25 | 4486.5 | 0.62258 | 0.62258
25 | 4491.3 | 0.75837 | 0.75837
25 | 4496.4 | 0.88252 | 0.88252
25 | 4501.5 | 0.96492 | 0.96492
25 | 4506.5 | 1 | 1
25 | 4511.3 | 0.99367 | 0.99367
25 | 4516.3 | 0.97512 | 0.97512
25 | 4521.4 | 0.94645 | 0.94645
25 | 4526.3 | 0.92218 | 0.92218
25 | 4531.3 | 0.89879 | 0.89879
25 | 4536.5 | 0.89462 | 0.89462
25 | 4541.4 | 0.90922 | 0.90922
25 | 4546.3 | 0.93463 | 0.93463
25 | 4551.4 | 0.95173 | 0.95173
25 | 4556.5 | 0.93442 | 0.93442
25 | 4561.3 | 0.85741 | 0.85741
25 | 4566.4 | 0.73112 | 0.73112
25 | 4571.4 | 0.57367 | 0.57367
25 | 4576.4 | 0.41802 | 0.41802
25 | 4581.4 | 0.28463 | 0.28463
25 | 4586.3 | 0.182 | 0.182
25 | 4591.3 | 0.10937 | 0.10937
25 | 4596.5 | 0.06049 | 0.06049
25 | 4601.4 | 0.03342 | 0.03342
25 | 4606.4 | 0.01985 | 0.01985
25 | 4611.4 | 0.01297 | 0.01297
25 | 4614.8 | 0.01 | 0.01
25 | 4650 | 0.00265 | 0.00296
25 | 4700 | 0.000334 | 0.000383
25 | 4750 | 6.42e-05 | 7.36e-05
25 | 4800 | 2.62e-05 | 2.94e-05
25 | 4850 | 1.35e-05 | 1.52e-05
25 | 4900 | 7.35e-06 | 8.56e-06
25 | 4950 | 5.59e-06 | 6.6e-06
25 | 5000 | 2.41e-06 | 2.76e-06
25 | 5050 | 7.2e-07 | 8.29e-07
25 | 5100 | 2.78e-06 | 3.24e-06
25 | 5150 | 2.41e-06 | 2.87e-06
25 | 5200 | 3.62e-06 | 4.27e-06
25 | 5250 | 1.96e-06 | 2.31e-06
25 | 5300 | 6.2e-07 | 5.92e-07
25 | 5350 | 5.33e-06 | 4.38e-06
25 | 5400 | 5.25e-06 | 4.31e-06

## band_26
Band | Wavelength | InbandPeakMethodRSR | Method2
26 | 1100 | 1.58e-06 | 6.18e-06
26 | 1120 | 9.26e-07 | 2.04e-06
26 | 1140 | 1.51e-06 | 3.06e-06
26 | 1160 | 4.34e-07 | 6.67e-07
26 | 1180 | 4.79e-06 | 6.62e-06
26 | 1200 | 1.75e-05 | 2.17e-05
26 | 1220 | 0.000554 | 0.00067
26 | 1240 | 0.00165 | 0.0019
26 | 1260 | 0.00274 | 0.00299
26 | 1280 | 0.00413 | 0.00456
26 | 1300 | 0.00654 | 0.00665
26 | 1320 | 0.0107 | 0.0105
26 | 1333.6 | 0.01 | 0.01
26 | 1334.1 | 0.0105 | 0.0105
26 | 1336 | 0.01416 | 0.01416
26 | 1338.1 | 0.01828 | 0.01828
26 | 1340 | 0.02466 | 0.02466
26 | 1342.1 | 0.03465 | 0.03465
26 | 1344.1 | 0.04708 | 0.04708
26 | 1346.1 | 0.06398 | 0.06398
26 | 1348.1 | 0.08412 | 0.08412
26 | 1350 | 0.11227 | 0.11227
26 | 1352.1 | 0.14731 | 0.14731
26 | 1354.1 | 0.18994 | 0.18994
26 | 1356 | 0.23419 | 0.23419
26 | 1358.1 | 0.28346 | 0.28346
26 | 1360 | 0.33706 | 0.33706
26 | 1362 | 0.39603 | 0.39603
26 | 1364 | 0.45756 | 0.45756
26 | 1366.1 | 0.52254 | 0.52254
26 | 1368.1 | 0.59447 | 0.59447
26 | 1370 | 0.67019 | 0.67019
26 | 1372.1 | 0.74586 | 0.74586
26 | 1374.1 | 0.81967 | 0.81967
26 | 1376.1 | 0.88922 | 0.88922
26 | 1378 | 0.9411 | 0.9411
26 | 1380.1 | 0.97898 | 0.97898
26 | 1382.1 | 0.99729 | 0.99729
26 | 1384.1 | 1 | 1
26 | 1386.1 | 0.98726 | 0.98726
26 | 1388 | 0.96154 | 0.96154
26 | 1390 | 0.93389 | 0.93389
26 | 1392.1 | 0.90767 | 0.90767
26 | 1394.1 | 0.87013 | 0.87013
26 | 1396.1 | 0.80752 | 0.80752
26 | 1398 | 0.72581 | 0.72581
26 | 1400.1 | 0.62061 | 0.62061
26 | 1402.1 | 0.50161 | 0.50161
26 | 1404.1 | 0.3878 | 0.3878
26 | 1406.1 | 0.28403 | 0.28403
26 | 1408.1 | 0.19839 | 0.19839
26 | 1410.1 | 0.13495 | 0.13495
26 | 1412.1 | 0.09284 | 0.09284
26 | 1414.1 | 0.06301 | 0.06301
26 | 1416 | 0.04304 | 0.04304
26 | 1418 | 0.02794 | 0.02794
26 | 1420 | 0.01909 | 0.01909
26 | 1422 | 0.01213 | 0.01213
26 | 1422.9 | 0.01 | 0.01
26 | 1440 | 0.00266 | 0.00284
26 | 1460 | 0.000467 | 0.000478
26 | 1480 | 8.05e-05 | 8.31e-05
26 | 1500 | 1.57e-05 | 1.59e-05
26 | 1520 | 7.64e-06 | 7.41e-06
26 | 1540 | 9.68e-06 | 9.76e-06
26 | 1560 | 1.64e-05 | 1.62e-05
26 | 1580 | 1.02e-05 | 1.03e-05
26 | 1600 | 8e-06 | 8e-06
26 | 1620 | 3.44e-06 | 3.26e-06
26 | 1640 | 9.53e-06 | 9.15e-06
26 | 1660 | 1.53e-05 | 1.46e-05
26 | 1680 | 7.02e-06 | 7.09e-06
26 | 1700 | 7.38e-06 | 7.63e-06
26 | 1720 | 1.11e-05 | 1.15e-05
26 | 1740 | 9.28e-06 | 9.98e-06
26 | 1760 | 1.56e-05 | 1.62e-05
26 | 1780 | 1.99e-05 | 2.18e-05
26 | 1800 | 1.61e-05 | 1.8e-05
26 | 1820 | 1.97e-05 | 2.38e-05
26 | 1840 | 4.31e-05 | 5.61e-05
26 | 1860 | 1.65e-05 | 2.08e-05
26 | 1880 | 2.46e-05 | 3.47e-05
26 | 1900 | 4.84e-05 | 7.29e-05
26 | 1920 | 3.89e-05 | 6.86e-05
26 | 1940 | 1.29e-05 | 2.42e-05
26 | 1960 | 8.76e-06 | 1.75e-05
26 | 1980 | 6.57e-06 | 1.4e-05
26 | 2000 | 6.71e-06 | 1.49e-05
26 | 2020 | 8.4e-07 | 2.03e-06
26 | 2040 | 3.13e-06 | 7.75e-06
26 | 2060 | 8.96e-07 | 2.36e-06
26 | 2080 | 1.26e-06 | 3.39e-06
26 | 2100 | 3.86e-06 | 1.1e-05
26 | 2120 | 2.77e-06 | 8.44e-06
26 | 2140 | 2.17e-06 | 7.39e-06
26 | 2160 | 1.57e-06 | 5.82e-06
26 | 2180 | 2.63e-06 | 9.16e-06
26 | 2200 | 2.26e-06 | 6.02e-06
26 | 2220 | 3.14e-06 | 8.87e-06
26 | 2240 | 2.51e-06 | 6.2e-06
26 | 2260 | 1.24e-06 | 3.06e-06
26 | 2280 | 5.38e-06 | 1.63e-05
26 | 2300 | 4.6e-07 | 1.51e-06
26 | 2320 | 1.25e-06 | 3.54e-05
26 | 2340 | 5.41e-07 | 8.46e-06
26 | 2360 | 6.7e-06 | 6.95e-05
26 | 2380 | 8.28e-06 | 6.84e-05
26 | 2400 | 1.56e-05 | 0.000124
26 | 2420 | 1.53e-05 | 0.000123
26 | 2440 | 1.9e-05 | 0.00016
26 | 2460 | 2.49e-05 | 0.000219
26 | 2480 | 4.49e-05 | 0.00041
26 | 2500 | 6.53e-05 | 0.000598
26 | 2520 | 6.83e-05 | 0.000652
26 | 2540 | 4.68e-05 | 0.000474
26 | 2560 | 2.23e-05 | 0.000237
26 | 2580 | 2.36e-05 | 0.000269
26 | 2600 | 2.53e-05 | 0.000303
26 | 2620 | 1.66e-05 | 0.000212
26 | 2640 | 1.19e-05 | 0.000161
26 | 2660 | 8.24e-06 | 0.000118
26 | 2680 | 1.3e-05 | 0.0002
26 | 2700 | 4.36e-06 | 7.17e-05
26 | 2720 | 4.32e-06 | 7.85e-05
26 | 2740 | 3.82e-07 | 8.25e-06
26 | 2760 | 2.14e-06 | 5.64e-05
26 | 2780 | 1.29e-06 | 4.17e-05
26 | 2800 | 8.91e-07 | 4.08e-05
26 | 2820 | 2.84e-07 | 1.43e-05
26 | 2840 | 1.61e-06 | 9.05e-05
26 | 2860 | 7.19e-07 | 4.6e-05
26 | 2880 | 1.85e-06 | 0.000128
26 | 2900 | 2.07e-06 | 9.39e-05
26 | 2950 | 1.16e-06 | 2.45e-05
26 | 3000 | 1.89e-07 | 2.91e-06
26 | 3050 | 4.79e-07 | 6.8e-06
26 | 3100 | 3.81e-06 | 5.22e-05
26 | 3150 | 7.23e-07 | 9.57e-06
26 | 3200 | 1.14e-06 | 1.52e-05
26 | 3250 | 2.61e-06 | 3.57e-05
26 | 3300 | 3.21e-06 | 4.31e-05
26 | 3350 | 1.58e-06 | 2.15e-05
26 | 3400 | 3.3e-06 | 4.6e-05
26 | 3450 | 6.38e-07 | 8.88e-06
26 | 3500 | 1.61e-06 | 2.23e-05
26 | 3550 | 1.39e-06 | 1.98e-05
26 | 3600 | 5.16e-06 | 7.54e-05
26 | 3650 | 9.62e-07 | 1.38e-05
26 | 3700 | 3.39e-06 | 4.61e-05
26 | 3750 | 2.16e-06 | 2.92e-05
26 | 3800 | 5.76e-06 | 7.97e-05
26 | 3850 | 4.96e-06 | 7.15e-05
26 | 3900 | 1.01e-05 | 0.00015
26 | 3950 | 1.16e-05 | 0.000176
26 | 4000 | 1.61e-05 | 0.000257
26 | 4050 | 1.66e-05 | 0.000281
26 | 4100 | 2.06e-05 | 0.000358
26 | 4150 | 2.84e-05 | 0.000481
26 | 4200 | 2.83e-05 | 0.000467
26 | 4250 | 2.93e-05 | 0.000491
26 | 4300 | 2.72e-05 | 0.000468
26 | 4350 | 3.01e-05 | 0.000519
26 | 4400 | 3.61e-05 | 0.000634
26 | 4450 | 3.42e-05 | 0.000643
26 | 4500 | 3.19e-05 | 0.00064
26 | 4550 | 3.04e-05 | 0.000635
26 | 4600 | 2.93e-05 | 0.000629
26 | 4650 | 2.89e-05 | 0.000652
26 | 4700 | 1.83e-05 | 0.000426
26 | 4750 | 8.53e-06 | 0.000198
26 | 4800 | 4.05e-06 | 9.23e-05
26 | 4850 | 1.23e-05 | 0.000282
26 | 4900 | 9.81e-06 | 0.000232
26 | 4950 | 1.29e-05 | 0.00031
26 | 5000 | 5.57e-06 | 0.00013
26 | 5050 | 1.08e-05 | 0.000253
26 | 5100 | 1.28e-05 | 0.000304
26 | 5150 | 1.49e-05 | 0.000359
26 | 5200 | 1.99e-05 | 0.000477
26 | 5250 | 1.55e-05 | 0.00037
26 | 5300 | 1.91e-05 | 0.000369
26 | 5350 | 6.42e-06 | 0.000107
26 | 5400 | 2.93e-06 | 4.89e-05

## band_27
Band | Wavelength | InbandPeakMethodRSR | Method2
27 | 1100 | 0.000166 | 2.52e-05
27 | 1120 | 0.000149 | 1.27e-05
27 | 1140 | 0.000278 | 2.19e-05
27 | 1160 | 0.000172 | 1.03e-05
27 | 1180 | 0.000207 | 1.11e-05
27 | 1200 | 0.000122 | 5.9e-06
27 | 1220 | 0.000226 | 1.06e-05
27 | 1240 | 7.6e-05 | 3.41e-06
27 | 1260 | 9.52e-05 | 4.04e-06
27 | 1280 | 0.000235 | 1.01e-05
27 | 1300 | 0.000145 | 5.74e-06
27 | 1320 | 0.000284 | 1.09e-05
27 | 1340 | 0.000273 | 1.09e-05
27 | 1360 | 5.12e-05 | 1.96e-06
27 | 1380 | 7.29e-05 | 2.82e-06
27 | 1400 | 0.000106 | 4.31e-06
27 | 1420 | 0.00037 | 1.53e-05
27 | 1440 | 6.62e-05 | 2.75e-06
27 | 1460 | 0.000135 | 5.38e-06
27 | 1480 | 0.000149 | 5.97e-06
27 | 1500 | 0.000197 | 7.76e-06
27 | 1520 | 7.51e-05 | 2.83e-06
27 | 1540 | 0.000255 | 1e-05
27 | 1560 | 0.000186 | 7.15e-06
27 | 1580 | 0.00011 | 4.33e-06
27 | 1600 | 0.000213 | 8.28e-06
27 | 1620 | 0.00018 | 6.62e-06
27 | 1640 | 0.000159 | 5.94e-06
27 | 1660 | 0.000174 | 6.45e-06
27 | 1680 | 0.000404 | 1.59e-05
27 | 1700 | 1.95e-05 | 7.85e-07
27 | 1720 | 0.000254 | 1.02e-05
27 | 1740 | 0.000224 | 9.36e-06
27 | 1760 | 0.000168 | 6.77e-06
27 | 1780 | 0.000154 | 6.56e-06
27 | 1800 | 0.000227 | 9.88e-06
27 | 1820 | 0.000263 | 1.23e-05
27 | 1840 | 0.000383 | 1.94e-05
27 | 1860 | 0.000111 | 5.44e-06
27 | 1880 | 0.000107 | 5.88e-06
27 | 1900 | 0.000209 | 1.22e-05
27 | 1920 | 9.2e-05 | 6.32e-06
27 | 1940 | 0.0002 | 1.46e-05
27 | 1960 | 0.000108 | 8.43e-06
27 | 1980 | 0.00025 | 2.08e-05
27 | 2000 | 0.000155 | 1.34e-05
27 | 2020 | 0.000225 | 2.11e-05
27 | 2040 | 0.00024 | 2.31e-05
27 | 2060 | 0.000148 | 1.51e-05
27 | 2080 | 8.6e-05 | 8.98e-06
27 | 2100 | 0.000251 | 2.79e-05
27 | 2120 | 0.00023 | 2.73e-05
27 | 2140 | 0.00027 | 3.57e-05
27 | 2160 | 0.000192 | 2.78e-05
27 | 2180 | 2.56e-05 | 3.46e-06
27 | 2200 | 0.000192 | 1.99e-05
27 | 2220 | 3.32e-05 | 3.65e-06
27 | 2240 | 0.000231 | 2.22e-05
27 | 2260 | 0.000248 | 2.38e-05
27 | 2280 | 0.000138 | 1.63e-05
27 | 2300 | 0.000149 | 1.89e-05
27 | 2320 | 0.000105 | 0.000117
27 | 2340 | 8.24e-05 | 5.01e-05
27 | 2360 | 4.91e-05 | 1.98e-05
27 | 2380 | 0.000192 | 6.17e-05
27 | 2400 | 6.06e-05 | 1.87e-05
27 | 2420 | 1.69e-05 | 5.28e-06
27 | 2440 | 0.000209 | 6.86e-05
27 | 2460 | 0.000164 | 5.58e-05
27 | 2480 | 6.19e-05 | 2.2e-05
27 | 2500 | 0.000137 | 4.88e-05
27 | 2520 | 0.000164 | 6.11e-05
27 | 2540 | 2.67e-05 | 1.05e-05
27 | 2560 | 0.000171 | 7.06e-05
27 | 2580 | 0.000212 | 9.4e-05
27 | 2600 | 6.89e-05 | 3.21e-05
27 | 2620 | 0.000204 | 0.000101
27 | 2640 | 0.000169 | 8.93e-05
27 | 2660 | 0.000117 | 6.54e-05
27 | 2680 | 0.000215 | 0.000128
27 | 2700 | 0.000132 | 8.43e-05
27 | 2720 | 7.96e-05 | 5.63e-05
27 | 2740 | 0.000211 | 0.000177
27 | 2760 | 9.1e-05 | 9.36e-05
27 | 2780 | 0.000151 | 0.00019
27 | 2800 | 0.000292 | 0.000521
27 | 2820 | 0.000191 | 0.000374
27 | 2840 | 0.000238 | 0.000522
27 | 2860 | 0.00025 | 0.000622
27 | 2880 | 0.000136 | 0.000366
27 | 2900 | 0.000238 | 0.000421
27 | 2950 | 0.000231 | 0.00019
27 | 3000 | 0.000164 | 9.87e-05
27 | 3050 | 0.000151 | 8.33e-05
27 | 3100 | 0.000212 | 0.000113
27 | 3150 | 0.000201 | 0.000104
27 | 3200 | 0.000146 | 7.57e-05
27 | 3250 | 1.86e-05 | 9.88e-06
27 | 3300 | 0.000112 | 5.85e-05
27 | 3350 | 0.000179 | 9.49e-05
27 | 3400 | 5.46e-05 | 2.96e-05
27 | 3450 | 4.96e-05 | 2.69e-05
27 | 3500 | 0.000179 | 9.65e-05
27 | 3550 | 0.000181 | 0.000101
27 | 3600 | 0.000124 | 7.07e-05
27 | 3650 | 1.75e-05 | 9.77e-06
27 | 3700 | 0.000177 | 9.38e-05
27 | 3750 | 3.87e-05 | 2.03e-05
27 | 3800 | 0.000257 | 0.000138
27 | 3850 | 9.23e-05 | 5.17e-05
27 | 3900 | 0.000107 | 6.16e-05
27 | 3950 | 7.59e-05 | 4.49e-05
27 | 4000 | 0.000142 | 8.8e-05
27 | 4050 | 0.000426 | 0.000281
27 | 4100 | 6.15e-05 | 4.17e-05
27 | 4150 | 6.51e-05 | 4.3e-05
27 | 4200 | 9.03e-05 | 5.78e-05
27 | 4250 | 0.000198 | 0.000129
27 | 4300 | 0.000257 | 0.000172
27 | 4350 | 0.000148 | 9.91e-05
27 | 4400 | 0.000148 | 0.000101
27 | 4450 | 7.89e-05 | 5.77e-05
27 | 4500 | 4.68e-05 | 3.65e-05
27 | 4550 | 0.000143 | 0.000116
27 | 4600 | 0.000218 | 0.000182
27 | 4650 | 0.000157 | 0.000138
27 | 4700 | 6.94e-05 | 6.28e-05
27 | 4750 | 0.000169 | 0.000153
27 | 4800 | 0.000236 | 0.00021
27 | 4850 | 2.85e-05 | 2.53e-05
27 | 4900 | 0.000131 | 0.00012
27 | 4950 | 6.93e-05 | 6.46e-05
27 | 5000 | 4.62e-05 | 4.19e-05
27 | 5050 | 3.81e-06 | 3.46e-06
27 | 5100 | 0.000235 | 0.000216
27 | 5150 | 0.000104 | 9.78e-05
27 | 5200 | 0.000184 | 0.000171
27 | 5250 | 1.49e-05 | 1.38e-05
27 | 5300 | 0.000343 | 0.000258
27 | 5350 | 0.000211 | 0.000137
27 | 5400 | 0.000165 | 0.000107
27 | 5450 | 0.000291 | 0.000101
27 | 5500 | 2.89e-05 | 9.17e-06
27 | 5550 | 9.83e-05 | 2.75e-05
27 | 5600 | 0.000155 | 4.4e-05
27 | 5650 | 0.000115 | 3.57e-05
27 | 5700 | 0.000145 | 4.38e-05
27 | 5750 | 0.000449 | 0.000123
27 | 5800 | 7.07e-05 | 1.86e-05
27 | 5850 | 0.000153 | 4.12e-05
27 | 5900 | 3.55e-05 | 1.04e-05
27 | 5950 | 4.82e-05 | 1.55e-05
27 | 6000 | 0.000141 | 4.8e-05
27 | 6050 | 4.74e-05 | 1.72e-05
27 | 6100 | 0.000249 | 9.73e-05
27 | 6150 | 0.000155 | 6.06e-05
27 | 6200 | 0.000216 | 9.46e-05
27 | 6250 | 0.000196 | 0.000102
27 | 6300 | 9.53e-05 | 5.31e-05
27 | 6350 | 0.000282 | 0.000158
27 | 6400 | 0.000953 | 0.000552
27 | 6450 | 0.0039 | 0.00244
27 | 6499.6 | 0.01 | 0.01
27 | 6510.6 | 0.01392 | 0.01392
27 | 6525.5 | 0.02081 | 0.02081
27 | 6540.6 | 0.02793 | 0.02793
27 | 6555.5 | 0.03664 | 0.03664
27 | 6570.6 | 0.05193 | 0.05193
27 | 6585.5 | 0.07157 | 0.07157
27 | 6600.6 | 0.09801 | 0.09801
27 | 6615.4 | 0.13004 | 0.13004
27 | 6630.5 | 0.1726 | 0.1726
27 | 6645.5 | 0.23149 | 0.23149
27 | 6660.4 | 0.2968 | 0.2968
27 | 6675.5 | 0.37818 | 0.37818
27 | 6690.5 | 0.47051 | 0.47051
27 | 6705.4 | 0.57061 | 0.57061
27 | 6720.6 | 0.68878 | 0.68878
27 | 6735.5 | 0.80374 | 0.80374
27 | 6750.5 | 0.90142 | 0.90142
27 | 6765.6 | 0.96049 | 0.96049
27 | 6780.5 | 0.98815 | 0.98815
27 | 6795.5 | 1 | 1
27 | 6810.6 | 0.96949 | 0.96949
27 | 6825.5 | 0.89222 | 0.89222
27 | 6840.6 | 0.77261 | 0.77261
27 | 6855.5 | 0.62199 | 0.62199
27 | 6870.6 | 0.49542 | 0.49542
27 | 6885.6 | 0.38158 | 0.38158
27 | 6900.6 | 0.28988 | 0.28988
27 | 6915.6 | 0.2279 | 0.2279
27 | 6930.5 | 0.17916 | 0.17916
27 | 6945.5 | 0.14063 | 0.14063
27 | 6960.6 | 0.11393 | 0.11393
27 | 6975.6 | 0.09058 | 0.09058
27 | 6990.6 | 0.07382 | 0.07382
27 | 7005.5 | 0.06194 | 0.06194
27 | 7020.5 | 0.05235 | 0.05235
27 | 7035.4 | 0.04329 | 0.04329
27 | 7050.6 | 0.03553 | 0.03553
27 | 7065.5 | 0.02931 | 0.02931
27 | 7080.5 | 0.02474 | 0.02474
27 | 7095.5 | 0.01933 | 0.01933
27 | 7110.5 | 0.01557 | 0.01557
27 | 7125.6 | 0.01123 | 0.01123
27 | 7134.4 | 0.01 | 0.01
27 | 7150 | 0.0215 | 0.0132
27 | 7200 | 0.0119 | 0.00717
27 | 7250 | 0.00688 | 0.00418
27 | 7300 | 0.00517 | 0.00316
27 | 7350 | 0.0042 | 0.00252
27 | 7400 | 0.00343 | 0.00202
27 | 7450 | 0.00276 | 0.00162
27 | 7500 | 0.00214 | 0.00125
27 | 7550 | 0.00147 | 0.000835
27 | 7600 | 0.00115 | 0.000643
27 | 7650 | 0.0008 | 0.000435
27 | 7700 | 0.000822 | 0.000439
27 | 7750 | 0.000625 | 0.000328
27 | 7800 | 0.000743 | 0.000384
27 | 7850 | 0.000871 | 0.000451
27 | 7900 | 0.00084 | 0.000437
27 | 7950 | 0.000826 | 0.000421
27 | 8000 | 0.00082 | 0.000307
27 | 8100 | 0.000412 | 0.000149
27 | 8200 | 0.000281 | 9.99e-05
27 | 8300 | 0.000166 | 5.83e-05
27 | 8400 | 9.09e-05 | 3.26e-05
27 | 8500 | 9.6e-05 | 3.53e-05
27 | 8600 | 0.00026 | 9.9e-05
27 | 8700 | 2.73e-05 | 1.08e-05
27 | 8800 | 9.02e-05 | 3.83e-05
27 | 8900 | 0.000114 | 5.52e-05
27 | 9000 | 6.72e-05 | 3.63e-05
27 | 9100 | 3.12e-05 | 1.58e-05
27 | 9200 | 4.92e-05 | 2.3e-05
27 | 9300 | 0.000101 | 4.37e-05
27 | 9400 | 5.11e-06 | 2.15e-06
27 | 9500 | 0.000113 | 4.68e-05
27 | 9600 | 0.000127 | 5.76e-05
27 | 9700 | 3.2e-05 | 1.48e-05
27 | 9800 | 0.000278 | 0.00014
27 | 9900 | 6.07e-05 | 4.39e-05
27 | 10000 | 9.63e-05 | 0.000128
27 | 10100 | 0.000102 | 0.000264
27 | 10200 | 9.82e-05 | 0.000113
27 | 10300 | 0.000133 | 0.000102
27 | 10400 | 0.000192 | 0.0001
27 | 10500 | 0.00016 | 7.54e-05
27 | 10600 | 0.000195 | 0.000101
27 | 10700 | 0.000204 | 0.000115
27 | 10800 | 0.000139 | 7.15e-05
27 | 10900 | 0.000109 | 4.93e-05
27 | 11000 | 2.03e-05 | 1.07e-05
27 | 11100 | 0.000116 | 6.92e-05
27 | 11200 | 3.86e-05 | 2.1e-05
27 | 11300 | 0.000131 | 7.33e-05
27 | 11400 | 0.000125 | 7e-05
27 | 11500 | 5.15e-05 | 2.99e-05
27 | 11600 | 0.000191 | 0.000113
27 | 11700 | 0.000255 | 0.000165
27 | 11800 | 0.000127 | 7.77e-05
27 | 11900 | 4.91e-05 | 2.95e-05
27 | 12000 | 0.000343 | 0.000208
27 | 12100 | 0.000213 | 0.000152
27 | 12200 | 0.000244 | 0.000179
27 | 12300 | 0.000109 | 6.81e-05
27 | 12400 | 0.000159 | 9.25e-05
27 | 12500 | 3.17e-05 | 2.15e-05
27 | 12600 | 0.000225 | 0.000166
27 | 12700 | 0.000158 | 0.000117
27 | 12800 | 0.000303 | 0.000223
27 | 12900 | 0.000116 | 8.32e-05
27 | 13000 | 5.9e-05 | 4.61e-05
27 | 13100 | 6.78e-05 | 6.56e-05
27 | 13200 | 0.000374 | 0.000448
27 | 13300 | 0.000294 | 0.000425
27 | 13400 | 0.000661 | 0.00102
27 | 13500 | 0.000633 | 0.000986
27 | 13600 | 0.000688 | 0.00103
27 | 13700 | 0.000619 | 0.00102
27 | 13800 | 0.000276 | 0.000512
27 | 13900 | 0.000199 | 0.0004
27 | 14000 | 0.000132 | 0.000281
27 | 14100 | 4.34e-05 | 9.76e-05
27 | 14200 | 0.00024 | 0.000552
27 | 14300 | 0.000107 | 0.000278
27 | 14400 | 9.19e-05 | 0.000263
27 | 14500 | 0.000168 | 0.000513
27 | 14600 | 0.000367 | 0.00119
27 | 14700 | 0.000327 | 0.00112
27 | 14800 | 0.000107 | 0.000396
27 | 14900 | 0.000182 | 0.000734
27 | 15000 | 0.000214 | 0.0009
27 | 15100 | 0.000169 | 0.000767
27 | 15200 | 3.16e-05 | 0.000153
27 | 15300 | 0.000135 | 0.000715
27 | 15400 | 3.85e-05 | 0.000219
27 | 15500 | 0.000167 | 0.00101
27 | 15600 | 8.74e-05 | 0.000596
27 | 15700 | 0.000112 | 0.000803
27 | 15800 | 0.000129 | 0.00104
27 | 15900 | 9.84e-05 | 0.000964
27 | 16000 | 9.12e-05 | 0.00136

## band_28
Band | Wavelength | InbandPeakMethodRSR | Method2
28 | 1100 | 7.49e-05 | 1.87e-05
28 | 1120 | 7.26e-05 | 1.02e-05
28 | 1140 | 1.39e-05 | 1.79e-06
28 | 1160 | 0.000213 | 2.08e-05
28 | 1180 | 9.61e-06 | 8.47e-07
28 | 1200 | 6.7e-05 | 5.29e-06
28 | 1220 | 5.22e-05 | 4.03e-06
28 | 1240 | 1.42e-05 | 1.04e-06
28 | 1260 | 7.65e-05 | 5.31e-06
28 | 1280 | 0.000256 | 1.8e-05
28 | 1300 | 9.24e-05 | 5.99e-06
28 | 1320 | 0.000108 | 6.79e-06
28 | 1340 | 0.00023 | 1.51e-05
28 | 1360 | 2.27e-06 | 1.43e-07
28 | 1380 | 1.62e-05 | 1.03e-06
28 | 1400 | 5.47e-05 | 3.64e-06
28 | 1420 | 3.11e-05 | 2.11e-06
28 | 1440 | 4.71e-05 | 3.2e-06
28 | 1460 | 8.64e-05 | 5.64e-06
28 | 1480 | 0.000112 | 7.37e-06
28 | 1500 | 0.000113 | 7.31e-06
28 | 1520 | 3.32e-05 | 2.05e-06
28 | 1540 | 0.000163 | 1.05e-05
28 | 1560 | 0.000173 | 1.09e-05
28 | 1580 | 5.01e-05 | 3.22e-06
28 | 1600 | 2.89e-05 | 1.84e-06
28 | 1620 | 0.000207 | 1.25e-05
28 | 1640 | 2.59e-05 | 1.58e-06
28 | 1660 | 0.000104 | 6.28e-06
28 | 1680 | 0.000193 | 1.24e-05
28 | 1700 | 6.74e-05 | 4.45e-06
28 | 1720 | 0.000218 | 1.43e-05
28 | 1740 | 4.05e-05 | 2.78e-06
28 | 1760 | 9.14e-05 | 6.05e-06
28 | 1780 | 8.84e-05 | 6.17e-06
28 | 1800 | 4.91e-05 | 3.5e-06
28 | 1820 | 0.000104 | 7.97e-06
28 | 1840 | 0.000182 | 1.51e-05
28 | 1860 | 0.000111 | 8.92e-06
28 | 1880 | 8.8e-05 | 7.92e-06
28 | 1900 | 0.000195 | 1.87e-05
28 | 1920 | 7.64e-06 | 8.6e-07
28 | 1940 | 1.87e-05 | 2.24e-06
28 | 1960 | 9.13e-05 | 1.16e-05
28 | 1980 | 0.000154 | 2.1e-05
28 | 2000 | 0.000145 | 2.05e-05
28 | 2020 | 8.58e-05 | 1.32e-05
28 | 2040 | 2.11e-05 | 3.33e-06
28 | 2060 | 3.04e-05 | 5.1e-06
28 | 2080 | 1.82e-05 | 3.12e-06
28 | 2100 | 0.000171 | 3.12e-05
28 | 2120 | 9.97e-05 | 1.94e-05
28 | 2140 | 5.1e-05 | 1.11e-05
28 | 2160 | 6.99e-05 | 1.65e-05
28 | 2180 | 0.000106 | 2.35e-05
28 | 2200 | 0.000162 | 2.75e-05
28 | 2220 | 1.34e-05 | 2.41e-06
28 | 2240 | 6.42e-05 | 1.01e-05
28 | 2260 | 7.53e-05 | 1.18e-05
28 | 2280 | 8.53e-05 | 1.65e-05
28 | 2300 | 3.03e-07 | 6.33e-08
28 | 2320 | 2.09e-05 | 3.78e-05
28 | 2340 | 0.000104 | 0.000103
28 | 2360 | 4.5e-05 | 2.98e-05
28 | 2380 | 8.86e-05 | 4.67e-05
28 | 2400 | 4.79e-05 | 2.42e-05
28 | 2420 | 0.00015 | 7.68e-05
28 | 2440 | 5.87e-05 | 3.16e-05
28 | 2460 | 4.76e-05 | 2.66e-05
28 | 2480 | 0.000172 | 0.0001
28 | 2500 | 7.7e-06 | 4.5e-06
28 | 2520 | 4.14e-05 | 2.52e-05
28 | 2540 | 8.57e-05 | 5.54e-05
28 | 2560 | 8.26e-05 | 5.58e-05
28 | 2580 | 8.73e-05 | 6.33e-05
28 | 2600 | 6.15e-06 | 4.68e-06
28 | 2620 | 0.000148 | 0.000121
28 | 2640 | 4.16e-05 | 3.61e-05
28 | 2660 | 0.000135 | 0.000123
28 | 2680 | 7.53e-05 | 7.36e-05
28 | 2700 | 0.000234 | 0.000246
28 | 2720 | 3.69e-05 | 4.28e-05
28 | 2740 | 1.82e-05 | 2.51e-05
28 | 2760 | 0.000122 | 0.000206
28 | 2780 | 3.74e-05 | 7.7e-05
28 | 2800 | 6.28e-05 | 0.000184
28 | 2820 | 0.000139 | 0.000448
28 | 2840 | 5.13e-05 | 0.000184
28 | 2860 | 1.67e-06 | 6.79e-06
28 | 2880 | 1.82e-06 | 8.04e-06
28 | 2900 | 2.11e-05 | 6.11e-05
28 | 2950 | 8.18e-05 | 0.00011
28 | 3000 | 4.92e-05 | 4.84e-05
28 | 3050 | 5.44e-05 | 4.92e-05
28 | 3100 | 0.000149 | 0.00013
28 | 3150 | 0.000154 | 0.00013
28 | 3200 | 0.000228 | 0.000194
28 | 3250 | 2.46e-05 | 2.15e-05
28 | 3300 | 0.000106 | 9.07e-05
28 | 3350 | 0.000184 | 0.00016
28 | 3400 | 7.43e-05 | 6.61e-05
28 | 3450 | 3.28e-05 | 2.92e-05
28 | 3500 | 9.72e-05 | 8.59e-05
28 | 3550 | 0.000204 | 0.000186
28 | 3600 | 6.29e-05 | 5.86e-05
28 | 3650 | 1.15e-05 | 1.06e-05
28 | 3700 | 9.82e-05 | 8.52e-05
28 | 3750 | 6.13e-05 | 5.28e-05
28 | 3800 | 0.0001 | 8.84e-05
28 | 3850 | 7.31e-06 | 6.72e-06
28 | 3900 | 9.15e-05 | 8.64e-05
28 | 3950 | 8.5e-06 | 8.23e-06
28 | 4000 | 0.000127 | 0.000129
28 | 4050 | 0.000111 | 0.000119
28 | 4100 | 3.53e-05 | 3.92e-05
28 | 4150 | 2.14e-05 | 2.32e-05
28 | 4200 | 9.33e-05 | 9.79e-05
28 | 4250 | 3.75e-05 | 4.01e-05
28 | 4300 | 0.00014 | 0.000154
28 | 4350 | 0.000109 | 0.000119
28 | 4400 | 3.28e-05 | 3.68e-05
28 | 4450 | 0.000109 | 0.00013
28 | 4500 | 0.00014 | 0.000179
28 | 4550 | 5.02e-05 | 6.69e-05
28 | 4600 | 5.26e-05 | 7.19e-05
28 | 4650 | 5.24e-05 | 7.55e-05
28 | 4700 | 1.83e-05 | 2.71e-05
28 | 4750 | 4.27e-05 | 6.32e-05
28 | 4800 | 5.8e-05 | 8.42e-05
28 | 4850 | 8.45e-05 | 0.000123
28 | 4900 | 2.65e-05 | 3.99e-05
28 | 4950 | 6.88e-05 | 0.000105
28 | 5000 | 3.25e-05 | 4.83e-05
28 | 5050 | 0.000101 | 0.00015
28 | 5100 | 2.81e-07 | 4.24e-07
28 | 5150 | 1.09e-05 | 1.68e-05
28 | 5200 | 0.00024 | 0.000367
28 | 5250 | 3.17e-05 | 4.84e-05
28 | 5300 | 3.15e-05 | 3.89e-05
28 | 5350 | 7e-05 | 7.44e-05
28 | 5400 | 0.000183 | 0.000194
28 | 5450 | 0.000234 | 0.000132
28 | 5500 | 0.000143 | 7.43e-05
28 | 5550 | 8.35e-05 | 3.83e-05
28 | 5600 | 5.93e-05 | 2.75e-05
28 | 5650 | 4.03e-05 | 2.05e-05
28 | 5700 | 7.17e-05 | 3.55e-05
28 | 5750 | 0.000102 | 4.57e-05
28 | 5800 | 7.19e-05 | 3.1e-05
28 | 5850 | 4.84e-05 | 2.13e-05
28 | 5900 | 0.000196 | 9.38e-05
28 | 5950 | 0.000166 | 8.79e-05
28 | 6000 | 3.46e-05 | 1.93e-05
28 | 6050 | 9.34e-05 | 5.53e-05
28 | 6100 | 0.000208 | 0.000133
28 | 6150 | 1.07e-05 | 6.84e-06
28 | 6200 | 0.000136 | 9.77e-05
28 | 6250 | 1.19e-05 | 1.01e-05
28 | 6300 | 3.66e-06 | 3.34e-06
28 | 6350 | 7.05e-05 | 6.45e-05
28 | 6400 | 0.000182 | 0.000172
28 | 6450 | 3.9e-05 | 4e-05
28 | 6500 | 8.08e-05 | 9.21e-05
28 | 6550 | 7.79e-05 | 9.53e-05
28 | 6600 | 0.000241 | 0.000309
28 | 6650 | 0.000216 | 0.000295
28 | 6700 | 0.000432 | 0.000617
28 | 6750 | 0.000397 | 0.000652
28 | 6800 | 0.000821 | 0.00125
28 | 6850 | 0.00161 | 0.00229
28 | 6900 | 0.00335 | 0.00448
28 | 6950 | 0.00788 | 0.00981
28 | 7000 | 0.0201 | 0.0235
28 | 7006.3 | 0.01 | 0.01
28 | 7020.1 | 0.01281 | 0.01281
28 | 7035.1 | 0.01751 | 0.01751
28 | 7050.1 | 0.02376 | 0.02376
28 | 7065.1 | 0.03392 | 0.03392
28 | 7080.1 | 0.04864 | 0.04864
28 | 7095.2 | 0.07077 | 0.07077
28 | 7110.2 | 0.10364 | 0.10364
28 | 7125.2 | 0.15271 | 0.15271
28 | 7140.2 | 0.21895 | 0.21895
28 | 7155.1 | 0.30061 | 0.30061
28 | 7170.1 | 0.3936 | 0.3936
28 | 7185.1 | 0.49156 | 0.49156
28 | 7200.1 | 0.58665 | 0.58665
28 | 7215.1 | 0.68608 | 0.68608
28 | 7230.2 | 0.77649 | 0.77649
28 | 7245.2 | 0.85634 | 0.85634
28 | 7260.2 | 0.91735 | 0.91735
28 | 7275.2 | 0.95944 | 0.95944
28 | 7290.2 | 0.98848 | 0.98848
28 | 7305.1 | 1 | 1
28 | 7320.1 | 0.99299 | 0.99299
28 | 7335.1 | 0.98113 | 0.98113
28 | 7350.2 | 0.96837 | 0.96837
28 | 7365.1 | 0.956 | 0.956
28 | 7380.2 | 0.94812 | 0.94812
28 | 7395.1 | 0.9435 | 0.9435
28 | 7410.1 | 0.93859 | 0.93859
28 | 7425.1 | 0.94074 | 0.94074
28 | 7440.1 | 0.93386 | 0.93386
28 | 7455.1 | 0.89446 | 0.89446
28 | 7470.2 | 0.8216 | 0.8216
28 | 7485.1 | 0.71666 | 0.71666
28 | 7500.1 | 0.5856 | 0.5856
28 | 7515.1 | 0.45783 | 0.45783
28 | 7530.1 | 0.34593 | 0.34593
28 | 7545.1 | 0.2619 | 0.2619
28 | 7560.1 | 0.19697 | 0.19697
28 | 7575.1 | 0.1482 | 0.1482
28 | 7590.1 | 0.11032 | 0.11032
28 | 7605.1 | 0.07904 | 0.07904
28 | 7620.1 | 0.05667 | 0.05667
28 | 7635.1 | 0.04031 | 0.04031
28 | 7650.1 | 0.02748 | 0.02748
28 | 7665.2 | 0.01838 | 0.01838
28 | 7680.1 | 0.01205 | 0.01205
28 | 7687.2 | 0.01 | 0.01
28 | 7700 | 0.0179 | 0.0157
28 | 7750 | 0.0083 | 0.00714
28 | 7800 | 0.004 | 0.00339
28 | 7850 | 0.00205 | 0.00174
28 | 7900 | 0.00126 | 0.00108
28 | 7950 | 0.00116 | 0.000971
28 | 8000 | 0.00109 | 0.000668
28 | 8100 | 0.000715 | 0.000423
28 | 8200 | 0.000544 | 0.000317
28 | 8300 | 0.000315 | 0.000182
28 | 8400 | 0.00012 | 7.05e-05
28 | 8500 | 0.000261 | 0.000157
28 | 8600 | 0.00021 | 0.000131
28 | 8700 | 0.000203 | 0.000131
28 | 8800 | 0.000107 | 7.47e-05
28 | 8900 | 0.000126 | 9.99e-05
28 | 9000 | 1.74e-05 | 1.54e-05
28 | 9100 | 9.08e-05 | 7.52e-05
28 | 9200 | 0.000144 | 0.00011
28 | 9300 | 0.000103 | 7.27e-05
28 | 9400 | 7.4e-05 | 5.11e-05
28 | 9500 | 4.01e-05 | 2.72e-05
28 | 9600 | 0.000146 | 0.000108
28 | 9700 | 1.72e-05 | 1.3e-05
28 | 9800 | 3.34e-05 | 2.75e-05
28 | 9900 | 5.3e-05 | 6.28e-05
28 | 10000 | 7.65e-05 | 0.000166
28 | 10100 | 0.000108 | 0.000455
28 | 10200 | 7.74e-05 | 0.000145
28 | 10300 | 0.000141 | 0.000177
28 | 10400 | 2.97e-05 | 2.53e-05
28 | 10500 | 0.000212 | 0.000164
28 | 10600 | 0.000153 | 0.00013
28 | 10700 | 1.15e-05 | 1.06e-05
28 | 10800 | 0.000205 | 0.000172
28 | 10900 | 0.000163 | 0.000121
28 | 11000 | 3.61e-05 | 3.12e-05
28 | 11100 | 0.000122 | 0.000119
28 | 11200 | 1.72e-05 | 1.53e-05
28 | 11300 | 0.000173 | 0.000159
28 | 11400 | 0.000125 | 0.000114
28 | 11500 | 7.96e-05 | 7.58e-05
28 | 11600 | 0.000139 | 0.000135
28 | 11700 | 0.000112 | 0.000118
28 | 11800 | 2.35e-05 | 2.36e-05
28 | 11900 | 3.34e-05 | 3.29e-05
28 | 12000 | 0.000157 | 0.000156
28 | 12100 | 9.87e-06 | 1.15e-05
28 | 12200 | 8.45e-05 | 0.000102
28 | 12300 | 9.18e-05 | 9.4e-05
28 | 12400 | 2.74e-05 | 2.62e-05
28 | 12500 | 8.66e-05 | 9.59e-05
28 | 12600 | 4.44e-05 | 5.37e-05
28 | 12700 | 8.36e-05 | 0.000101
28 | 12800 | 0.0002 | 0.000241
28 | 12900 | 0.000133 | 0.000156
28 | 13000 | 3.48e-05 | 4.46e-05
28 | 13100 | 5.31e-05 | 8.43e-05
28 | 13200 | 9.6e-05 | 0.000188
28 | 13300 | 2.71e-05 | 6.43e-05
28 | 13400 | 0.000138 | 0.00035
28 | 13500 | 0.000224 | 0.00057
28 | 13600 | 0.00015 | 0.00037
28 | 13700 | 5.02e-05 | 0.000136
28 | 13800 | 8.28e-05 | 0.000251
28 | 13900 | 0.000104 | 0.000344
28 | 14000 | 9.97e-05 | 0.000347
28 | 14100 | 1.45e-06 | 5.33e-06
28 | 14200 | 0.000174 | 0.000657
28 | 14300 | 0.000345 | 0.00146
28 | 14400 | 0.000237 | 0.00111
28 | 14500 | 0.00016 | 0.000799
28 | 14600 | 0.000114 | 0.00061
28 | 14700 | 0.000148 | 0.000837
28 | 14800 | 0.000164 | 0.000998
28 | 14900 | 5.83e-05 | 0.000384
28 | 15000 | 0.000116 | 0.000798
28 | 15100 | 9.8e-06 | 7.28e-05
28 | 15200 | 9.59e-05 | 0.000759
28 | 15300 | 0.000117 | 0.00101
28 | 15400 | 7.97e-05 | 0.000745
28 | 15500 | 8.36e-05 | 0.00083
28 | 15600 | 4.64e-05 | 0.000519
28 | 15700 | 3.12e-05 | 0.000365
28 | 15800 | 0.000221 | 0.00289
28 | 15900 | 0.000198 | 0.00318
28 | 16000 | 1.89e-05 | 0.000462

## band_29
Band | Wavelength | InbandPeakMethodRSR | Method2
29 | 1100 | 9.15e-05 | 3.78e-05
29 | 1120 | 0.000118 | 2.74e-05
29 | 1140 | 2.91e-06 | 6.22e-07
29 | 1160 | 9.55e-05 | 1.55e-05
29 | 1180 | 0.000163 | 2.39e-05
29 | 1200 | 1.89e-05 | 2.48e-06
29 | 1220 | 0.000116 | 1.48e-05
29 | 1240 | 3.93e-06 | 4.79e-07
29 | 1260 | 2.99e-06 | 3.45e-07
29 | 1280 | 7.74e-05 | 9.04e-06
29 | 1300 | 6.39e-05 | 6.88e-06
29 | 1320 | 9.35e-05 | 9.74e-06
29 | 1340 | 1.26e-06 | 1.37e-07
29 | 1360 | 9.43e-05 | 9.83e-06
29 | 1380 | 4.3e-05 | 4.53e-06
29 | 1400 | 3.07e-05 | 3.39e-06
29 | 1420 | 5.44e-05 | 6.11e-06
29 | 1440 | 2.35e-05 | 2.65e-06
29 | 1460 | 2.47e-05 | 2.68e-06
29 | 1480 | 8.47e-05 | 9.25e-06
29 | 1500 | 5.16e-05 | 5.54e-06
29 | 1520 | 2.2e-05 | 2.26e-06
29 | 1540 | 3.06e-05 | 3.26e-06
29 | 1560 | 7.63e-05 | 8e-06
29 | 1580 | 0.000134 | 1.43e-05
29 | 1600 | 8.91e-05 | 9.43e-06
29 | 1620 | 3.07e-05 | 3.08e-06
29 | 1640 | 1.14e-05 | 1.16e-06
29 | 1660 | 6.4e-05 | 6.45e-06
29 | 1680 | 2.34e-05 | 2.5e-06
29 | 1700 | 0.000101 | 1.11e-05
29 | 1720 | 7.03e-05 | 7.69e-06
29 | 1740 | 1.11e-05 | 1.26e-06
29 | 1760 | 5.31e-05 | 5.84e-06
29 | 1780 | 9.77e-05 | 1.13e-05
29 | 1800 | 3.91e-05 | 4.62e-06
29 | 1820 | 0.000155 | 1.97e-05
29 | 1840 | 2.62e-05 | 3.61e-06
29 | 1860 | 7.33e-05 | 9.8e-06
29 | 1880 | 0.000112 | 1.67e-05
29 | 1900 | 8.42e-05 | 1.34e-05
29 | 1920 | 3.51e-05 | 6.56e-06
29 | 1940 | 6.3e-05 | 1.25e-05
29 | 1960 | 8.6e-05 | 1.82e-05
29 | 1980 | 9.12e-05 | 2.06e-05
29 | 2000 | 4.39e-05 | 1.03e-05
29 | 2020 | 0.000106 | 2.7e-05
29 | 2040 | 6.84e-05 | 1.79e-05
29 | 2060 | 0.000101 | 2.82e-05
29 | 2080 | 8.5e-06 | 2.41e-06
29 | 2100 | 2.62e-05 | 7.93e-06
29 | 2120 | 6.78e-05 | 2.19e-05
29 | 2140 | 0.000115 | 4.14e-05
29 | 2160 | 9.25e-06 | 3.63e-06
29 | 2180 | 8.06e-05 | 2.97e-05
29 | 2200 | 1.72e-05 | 4.83e-06
29 | 2220 | 2.82e-05 | 8.42e-06
29 | 2240 | 8.89e-05 | 2.32e-05
29 | 2260 | 0.0001 | 2.62e-05
29 | 2280 | 5.8e-05 | 1.86e-05
29 | 2300 | 9.43e-05 | 3.27e-05
29 | 2320 | 4.96e-05 | 0.000149
29 | 2340 | 5.03e-05 | 8.32e-05
29 | 2360 | 7.36e-05 | 8.08e-05
29 | 2380 | 5.02e-05 | 4.39e-05
29 | 2400 | 1.76e-05 | 1.48e-05
29 | 2420 | 6.54e-05 | 5.56e-05
29 | 2440 | 5.01e-05 | 4.48e-05
29 | 2460 | 7.72e-05 | 7.17e-05
29 | 2480 | 2.52e-05 | 2.43e-05
29 | 2500 | 8.84e-05 | 8.56e-05
29 | 2520 | 8.49e-05 | 8.58e-05
29 | 2540 | 4.89e-06 | 5.25e-06
29 | 2560 | 6.81e-05 | 7.64e-05
29 | 2580 | 5.38e-05 | 6.48e-05
29 | 2600 | 5.12e-05 | 6.48e-05
29 | 2620 | 6.08e-05 | 8.23e-05
29 | 2640 | 7.53e-05 | 0.000108
29 | 2660 | 4.79e-05 | 7.25e-05
29 | 2680 | 1.5e-05 | 2.44e-05
29 | 2700 | 6.26e-05 | 0.000109
29 | 2720 | 9.2e-05 | 0.000177
29 | 2740 | 2.21e-05 | 5.06e-05
29 | 2760 | 9.6e-05 | 0.000268
29 | 2780 | 0.000125 | 0.000428
29 | 2800 | 3.67e-05 | 0.000178
29 | 2820 | 1.01e-05 | 5.4e-05
29 | 2840 | 6.03e-05 | 0.00036
29 | 2860 | 1.26e-05 | 8.54e-05
29 | 2880 | 0.000161 | 0.00118
29 | 2900 | 3.87e-05 | 0.000186
29 | 2950 | 5.93e-05 | 0.000132
29 | 3000 | 2.27e-05 | 3.71e-05
29 | 3050 | 3.69e-05 | 5.54e-05
29 | 3100 | 1.57e-05 | 2.28e-05
29 | 3150 | 1.62e-05 | 2.27e-05
29 | 3200 | 1.69e-05 | 2.39e-05
29 | 3250 | 1.64e-05 | 2.37e-05
29 | 3300 | 8.89e-06 | 1.26e-05
29 | 3350 | 7.08e-05 | 0.000102
29 | 3400 | 0.000103 | 0.000152
29 | 3450 | 7.69e-05 | 0.000113
29 | 3500 | 7.02e-05 | 0.000103
29 | 3550 | 6.37e-05 | 9.63e-05
29 | 3600 | 0.000129 | 0.0002
29 | 3650 | 3.84e-05 | 5.83e-05
29 | 3700 | 0.000127 | 0.000183
29 | 3750 | 8.46e-06 | 1.21e-05
29 | 3800 | 0.000112 | 0.000164
29 | 3850 | 7.46e-06 | 1.14e-05
29 | 3900 | 0.000199 | 0.000312
29 | 3950 | 1.79e-05 | 2.87e-05
29 | 4000 | 3.79e-05 | 6.39e-05
29 | 4050 | 0.000127 | 0.000227
29 | 4100 | 0.000139 | 0.000255
29 | 4150 | 4.58e-05 | 8.21e-05
29 | 4200 | 1.74e-05 | 3.02e-05
29 | 4250 | 6.54e-05 | 0.000116
29 | 4300 | 5.97e-05 | 0.000109
29 | 4350 | 7.58e-05 | 0.000138
29 | 4400 | 5.48e-05 | 0.000102
29 | 4450 | 0.000112 | 0.000223
29 | 4500 | 4.94e-05 | 0.000105
29 | 4550 | 7.84e-06 | 1.73e-05
29 | 4600 | 1.6e-05 | 3.62e-05
29 | 4650 | 2.92e-05 | 6.98e-05
29 | 4700 | 5.11e-05 | 0.000126
29 | 4750 | 6.49e-05 | 0.00016
29 | 4800 | 7.32e-05 | 0.000177
29 | 4850 | 7.38e-05 | 0.000178
29 | 4900 | 5.78e-05 | 0.000145
29 | 4950 | 0.000135 | 0.000342
29 | 5000 | 7.12e-05 | 0.000175
29 | 5050 | 1.22e-06 | 3.01e-06
29 | 5100 | 0.000122 | 0.000304
29 | 5150 | 9.4e-05 | 0.00024
29 | 5200 | 8.21e-05 | 0.000208
29 | 5250 | 3.46e-05 | 8.75e-05
29 | 5300 | 0.00011 | 0.000224
29 | 5350 | 8.23e-05 | 0.000145
29 | 5400 | 6.02e-05 | 0.000106
29 | 5450 | 0.000124 | 0.000117
29 | 5500 | 6.6e-05 | 5.7e-05
29 | 5550 | 2.54e-05 | 1.94e-05
29 | 5600 | 3.54e-05 | 2.73e-05
29 | 5650 | 0.000176 | 0.000148
29 | 5700 | 1.95e-05 | 1.6e-05
29 | 5750 | 9.7e-05 | 7.21e-05
29 | 5800 | 6.87e-05 | 4.92e-05
29 | 5850 | 1.12e-05 | 8.18e-06
29 | 5900 | 9.35e-05 | 7.42e-05
29 | 5950 | 1.88e-05 | 1.65e-05
29 | 6000 | 0.000114 | 0.000105
29 | 6050 | 6.54e-05 | 6.43e-05
29 | 6100 | 8.1e-05 | 8.6e-05
29 | 6150 | 4.13e-05 | 4.39e-05
29 | 6200 | 3.39e-05 | 4.04e-05
29 | 6250 | 8.57e-05 | 0.000121
29 | 6300 | 6.37e-05 | 9.65e-05
29 | 6350 | 0.000119 | 0.00018
29 | 6400 | 8.49e-05 | 0.000134
29 | 6450 | 8.19e-05 | 0.000139
29 | 6500 | 6.97e-05 | 0.000132
29 | 6550 | 6.03e-05 | 0.000123
29 | 6600 | 0.000117 | 0.00025
29 | 6650 | 0.000131 | 0.000297
29 | 6700 | 0.000251 | 0.000595
29 | 6750 | 5.98e-05 | 0.000163
29 | 6800 | 6.68e-05 | 0.000169
29 | 6850 | 5.34e-05 | 0.000126
29 | 6900 | 7.56e-05 | 0.000168
29 | 6950 | 2.09e-05 | 4.32e-05
29 | 7000 | 3.89e-06 | 7.53e-06
29 | 7050 | 3.62e-05 | 6.5e-05
29 | 7100 | 3.62e-05 | 6.09e-05
29 | 7150 | 2.98e-05 | 4.95e-05
29 | 7200 | 8.63e-05 | 0.000142
29 | 7250 | 0.000144 | 0.000238
29 | 7300 | 3.31e-05 | 5.49e-05
29 | 7350 | 7.78e-06 | 1.27e-05
29 | 7400 | 4.47e-05 | 7.15e-05
29 | 7450 | 1.17e-05 | 1.86e-05
29 | 7500 | 7.31e-05 | 0.000115
29 | 7550 | 3.18e-05 | 4.91e-05
29 | 7600 | 0.000153 | 0.000232
29 | 7650 | 0.000161 | 0.000238
29 | 7700 | 0.000161 | 0.000235
29 | 7750 | 0.000152 | 0.000218
29 | 7800 | 0.000363 | 0.00051
29 | 7850 | 0.000524 | 0.000737
29 | 7900 | 0.000791 | 0.00112
29 | 7950 | 0.00113 | 0.00157
29 | 8000 | 0.00274 | 0.00279
29 | 8100 | 0.0109 | 0.0107
29 | 8136.9 | 0.01 | 0.01
29 | 8164.1 | 0.01574 | 0.01574
29 | 8193.9 | 0.02647 | 0.02647
29 | 8224.2 | 0.04358 | 0.04358
29 | 8253.9 | 0.07266 | 0.07266
29 | 8283.9 | 0.12433 | 0.12433
29 | 8313.9 | 0.21209 | 0.21209
29 | 8344.2 | 0.34011 | 0.34011
29 | 8373.9 | 0.49704 | 0.49704
29 | 8404 | 0.66476 | 0.66476
29 | 8434.1 | 0.81432 | 0.81432
29 | 8464 | 0.92209 | 0.92209
29 | 8494 | 0.97177 | 0.97177
29 | 8524 | 0.95977 | 0.95977
29 | 8554.1 | 0.93402 | 0.93402
29 | 8583.8 | 0.92353 | 0.92353
29 | 8613.9 | 0.95703 | 0.95703
29 | 8643.9 | 1 | 1
29 | 8674.2 | 0.96441 | 0.96441
29 | 8703.9 | 0.79211 | 0.79211
29 | 8734 | 0.55487 | 0.55487
29 | 8764.1 | 0.34481 | 0.34481
29 | 8793.9 | 0.19687 | 0.19687
29 | 8823.9 | 0.10526 | 0.10526
29 | 8853.8 | 0.05166 | 0.05166
29 | 8884.1 | 0.02328 | 0.02328
29 | 8914 | 0.01062 | 0.01062
29 | 8917.4 | 0.01 | 0.01
29 | 9000 | 0.00495 | 0.00727
29 | 9100 | 0.00173 | 0.00238
29 | 9200 | 0.00062 | 0.000787
29 | 9300 | 0.000369 | 0.000434
29 | 9400 | 0.000301 | 0.000345
29 | 9500 | 0.000206 | 0.000232
29 | 9600 | 0.000245 | 0.000301
29 | 9700 | 0.00024 | 0.000301
29 | 9800 | 1.59e-05 | 2.18e-05
29 | 9900 | 9.32e-05 | 0.000183
29 | 10000 | 3.31e-05 | 0.00012
29 | 10100 | 6.23e-05 | 0.000438
29 | 10200 | 7.47e-05 | 0.000233
29 | 10300 | 3.25e-05 | 6.77e-05
29 | 10400 | 5.5e-05 | 7.78e-05
29 | 10500 | 0.0001 | 0.000129
29 | 10600 | 2.58e-05 | 3.65e-05
29 | 10700 | 0.000141 | 0.000216
29 | 10800 | 0.000139 | 0.000194
29 | 10900 | 9.19e-05 | 0.000113
29 | 11000 | 8.99e-05 | 0.000129
29 | 11100 | 8.74e-05 | 0.000142
29 | 11200 | 0.000142 | 0.000209
29 | 11300 | 4.36e-05 | 6.64e-05
29 | 11400 | 5.91e-05 | 9e-05
29 | 11500 | 5.67e-05 | 8.97e-05
29 | 11600 | 7.87e-05 | 0.000127
29 | 11700 | 0.000105 | 0.000184
29 | 11800 | 7.58e-06 | 1.26e-05
29 | 11900 | 3.18e-06 | 5.2e-06
29 | 12000 | 0.000183 | 0.000301
29 | 12100 | 4.06e-05 | 7.86e-05
29 | 12200 | 0.000115 | 0.000229
29 | 12300 | 4.93e-05 | 8.38e-05
29 | 12400 | 0.000103 | 0.000163
29 | 12500 | 6.15e-05 | 0.000113
29 | 12600 | 9.55e-05 | 0.000192
29 | 12700 | 0.000112 | 0.000226
29 | 12800 | 6.78e-05 | 0.000136
29 | 12900 | 0.000126 | 0.000244
29 | 13000 | 0.000109 | 0.000232
29 | 13100 | 2.94e-05 | 7.74e-05
29 | 13200 | 0.000119 | 0.000389
29 | 13300 | 9.7e-05 | 0.000382
29 | 13400 | 7.91e-05 | 0.000333
29 | 13500 | 8.65e-05 | 0.000366
29 | 13600 | 6.5e-05 | 0.000266
29 | 13700 | 0.000103 | 0.00046
29 | 13800 | 2.38e-05 | 0.00012
29 | 13900 | 9.19e-05 | 0.000503
29 | 14000 | 3.79e-05 | 0.000219
29 | 14100 | 1.21e-05 | 7.37e-05
29 | 14200 | 6.67e-05 | 0.000418
29 | 14300 | 6.11e-05 | 0.000429
29 | 14400 | 8.41e-05 | 0.000653
29 | 14500 | 4.34e-06 | 3.6e-05
29 | 14600 | 0.000168 | 0.00149
29 | 14700 | 7.83e-05 | 0.000733
29 | 14800 | 6.49e-06 | 6.55e-05
29 | 14900 | 1.09e-05 | 0.000119
29 | 15000 | 8.99e-05 | 0.00103
29 | 15100 | 0.000126 | 0.00155
29 | 15200 | 3.11e-05 | 0.000408
29 | 15300 | 2.54e-05 | 0.000365
29 | 15400 | 6.61e-05 | 0.00102
29 | 15500 | 4.04e-05 | 0.000667
29 | 15600 | 4.37e-05 | 0.00081
29 | 15700 | 5.41e-05 | 0.00105
29 | 15800 | 9.58e-05 | 0.00209
29 | 15900 | 7.02e-05 | 0.00187
29 | 16000 | 5.98e-05 | 0.00242

## band_30
Band | Wavelength | InbandPeakMethodRSR | Method2
30 | 1100 | 7.05e-05 | 2.32e-05
30 | 1120 | 7.88e-05 | 1.47e-05
30 | 1140 | 1.53e-05 | 2.62e-06
30 | 1160 | 0.000119 | 1.54e-05
30 | 1180 | 0.00019 | 2.21e-05
30 | 1200 | 0.000166 | 1.73e-05
30 | 1220 | 1.75e-05 | 1.78e-06
30 | 1240 | 3.03e-05 | 2.95e-06
30 | 1260 | 0.000133 | 1.22e-05
30 | 1280 | 0.000335 | 3.12e-05
30 | 1300 | 8.99e-05 | 7.71e-06
30 | 1320 | 0.0002 | 1.66e-05
30 | 1340 | 0.000422 | 3.66e-05
30 | 1360 | 6.07e-05 | 5.04e-06
30 | 1380 | 4.3e-05 | 3.61e-06
30 | 1400 | 0.000282 | 2.48e-05
30 | 1420 | 0.000281 | 2.52e-05
30 | 1440 | 0.00013 | 1.17e-05
30 | 1460 | 3.82e-05 | 3.3e-06
30 | 1480 | 0.000287 | 2.5e-05
30 | 1500 | 0.000125 | 1.07e-05
30 | 1520 | 7.02e-05 | 5.74e-06
30 | 1540 | 0.000103 | 8.77e-06
30 | 1560 | 5.01e-05 | 4.19e-06
30 | 1580 | 0.000156 | 1.32e-05
30 | 1600 | 0.000282 | 2.38e-05
30 | 1620 | 0.000348 | 2.78e-05
30 | 1640 | 4.34e-05 | 3.52e-06
30 | 1660 | 0.000262 | 2.1e-05
30 | 1680 | 0.000391 | 3.33e-05
30 | 1700 | 0.00016 | 1.4e-05
30 | 1720 | 0.000379 | 3.31e-05
30 | 1740 | 0.000106 | 9.62e-06
30 | 1760 | 0.000331 | 2.9e-05
30 | 1780 | 0.000111 | 1.02e-05
30 | 1800 | 4.48e-05 | 4.22e-06
30 | 1820 | 0.000103 | 1.05e-05
30 | 1840 | 0.000257 | 2.82e-05
30 | 1860 | 9.76e-05 | 1.04e-05
30 | 1880 | 0.000235 | 2.8e-05
30 | 1900 | 0.000212 | 2.69e-05
30 | 1920 | 7.82e-05 | 1.16e-05
30 | 1940 | 0.000266 | 4.22e-05
30 | 1960 | 0.000202 | 3.41e-05
30 | 1980 | 0.000409 | 7.37e-05
30 | 2000 | 0.000318 | 5.97e-05
30 | 2020 | 0.000334 | 6.79e-05
30 | 2040 | 0.000161 | 3.36e-05
30 | 2060 | 4.33e-05 | 9.61e-06
30 | 2080 | 1.54e-05 | 3.47e-06
30 | 2100 | 0.00041 | 9.9e-05
30 | 2120 | 6.47e-05 | 1.66e-05
30 | 2140 | 0.000214 | 6.13e-05
30 | 2160 | 8.31e-05 | 2.6e-05
30 | 2180 | 2.29e-05 | 6.72e-06
30 | 2200 | 0.000358 | 8.02e-05
30 | 2220 | 8.45e-05 | 2.01e-05
30 | 2240 | 0.000123 | 2.57e-05
30 | 2260 | 0.000128 | 2.66e-05
30 | 2280 | 3.79e-05 | 9.69e-06
30 | 2300 | 0.000135 | 3.74e-05
30 | 2320 | 9.17e-05 | 0.00022
30 | 2340 | 0.000175 | 0.000231
30 | 2360 | 7.97e-06 | 6.98e-06
30 | 2380 | 0.000187 | 0.00013
30 | 2400 | 0.000161 | 0.000108
30 | 2420 | 0.000234 | 0.000158
30 | 2440 | 1.15e-05 | 8.16e-06
30 | 2460 | 0.00016 | 0.000118
30 | 2480 | 0.00033 | 0.000253
30 | 2500 | 7.72e-05 | 5.96e-05
30 | 2520 | 1.15e-05 | 9.26e-06
30 | 2540 | 0.000145 | 0.000124
30 | 2560 | 0.00023 | 0.000206
30 | 2580 | 0.000407 | 0.000391
30 | 2600 | 0.000221 | 0.000223
30 | 2620 | 0.000333 | 0.00036
30 | 2640 | 6.65e-05 | 7.63e-05
30 | 2660 | 0.000142 | 0.000172
30 | 2680 | 0.000276 | 0.000356
30 | 2700 | 0.00024 | 0.000334
30 | 2720 | 0.000174 | 0.000266
30 | 2740 | 7.23e-05 | 0.000132
30 | 2760 | 0.000217 | 0.000483
30 | 2780 | 0.000324 | 0.000883
30 | 2800 | 0.000167 | 0.000647
30 | 2820 | 0.000272 | 0.00116
30 | 2840 | 5.65e-05 | 0.000268
30 | 2860 | 6.93e-05 | 0.000374
30 | 2880 | 0.000173 | 0.00101
30 | 2900 | 2.4e-06 | 9.18e-06
30 | 2950 | 0.000229 | 0.000408
30 | 3000 | 0.000352 | 0.000458
30 | 3050 | 0.000267 | 0.00032
30 | 3100 | 8.91e-05 | 0.000103
30 | 3150 | 0.000168 | 0.000188
30 | 3200 | 0.000166 | 0.000186
30 | 3250 | 0.000199 | 0.00023
30 | 3300 | 8.79e-05 | 9.96e-05
30 | 3350 | 0.000152 | 0.000175
30 | 3400 | 0.000112 | 0.000131
30 | 3450 | 0.000146 | 0.000172
30 | 3500 | 0.000169 | 0.000198
30 | 3550 | 0.000498 | 0.0006
30 | 3600 | 6.74e-05 | 8.31e-05
30 | 3650 | 5.69e-05 | 6.9e-05
30 | 3700 | 0.000202 | 0.000232
30 | 3750 | 8.06e-05 | 9.18e-05
30 | 3800 | 0.000301 | 0.000352
30 | 3850 | 0.000219 | 0.000266
30 | 3900 | 0.000184 | 0.000231
30 | 3950 | 0.000214 | 0.000274
30 | 4000 | 0.000235 | 0.000316
30 | 4050 | 0.000126 | 0.000179
30 | 4100 | 0.000125 | 0.000184
30 | 4150 | 0.000109 | 0.000156
30 | 4200 | 0.000134 | 0.000186
30 | 4250 | 2.39e-05 | 3.38e-05
30 | 4300 | 0.000239 | 0.000348
30 | 4350 | 0.000109 | 0.000158
30 | 4400 | 2.42e-05 | 3.59e-05
30 | 4450 | 0.000118 | 0.000187
30 | 4500 | 0.000149 | 0.000253
30 | 4550 | 0.000137 | 0.000241
30 | 4600 | 9.47e-05 | 0.000171
30 | 4650 | 0.000198 | 0.000378
30 | 4700 | 1.77e-05 | 3.47e-05
30 | 4750 | 3.98e-05 | 7.81e-05
30 | 4800 | 0.000134 | 0.000257
30 | 4850 | 9.35e-05 | 0.00018
30 | 4900 | 5.69e-05 | 0.000113
30 | 4950 | 4.74e-05 | 9.58e-05
30 | 5000 | 0.00024 | 0.000471
30 | 5050 | 8.79e-05 | 0.000173
30 | 5100 | 0.000183 | 0.000366
30 | 5150 | 4.08e-05 | 8.3e-05
30 | 5200 | 0.000462 | 0.000935
30 | 5250 | 0.000164 | 0.00033
30 | 5300 | 0.000169 | 0.000276
30 | 5350 | 0.000113 | 0.000159
30 | 5400 | 9.13e-05 | 0.000128
30 | 5450 | 3.28e-05 | 2.45e-05
30 | 5500 | 4.09e-05 | 2.82e-05
30 | 5550 | 0.000158 | 9.6e-05
30 | 5600 | 0.000257 | 0.000158
30 | 5650 | 0.000223 | 0.00015
30 | 5700 | 0.000125 | 8.18e-05
30 | 5750 | 0.000346 | 0.000205
30 | 5800 | 0.000237 | 0.000135
30 | 5850 | 1.51e-05 | 8.79e-06
30 | 5900 | 0.000339 | 0.000214
30 | 5950 | 0.000306 | 0.000214
30 | 6000 | 0.000262 | 0.000193
30 | 6050 | 9.39e-05 | 7.37e-05
30 | 6100 | 0.000307 | 0.00026
30 | 6150 | 2.91e-06 | 2.47e-06
30 | 6200 | 0.000263 | 0.00025
30 | 6250 | 3.93e-05 | 4.44e-05
30 | 6300 | 3e-06 | 3.62e-06
30 | 6350 | 6.23e-06 | 7.55e-06
30 | 6400 | 0.000251 | 0.000315
30 | 6450 | 2.02e-05 | 2.74e-05
30 | 6500 | 9.49e-05 | 0.000143
30 | 6550 | 6.46e-05 | 0.000105
30 | 6600 | 0.000421 | 0.000713
30 | 6650 | 0.000498 | 0.000899
30 | 6700 | 0.000317 | 0.0006
30 | 6750 | 0.000194 | 0.000422
30 | 6800 | 0.000227 | 0.000458
30 | 6850 | 0.000274 | 0.000514
30 | 6900 | 0.00014 | 0.000247
30 | 6950 | 9.87e-05 | 0.000163
30 | 7000 | 0.000398 | 0.000615
30 | 7050 | 5.4e-06 | 7.73e-06
30 | 7100 | 0.000148 | 0.000199
30 | 7150 | 5.97e-05 | 7.91e-05
30 | 7200 | 0.000204 | 0.000268
30 | 7250 | 0.000299 | 0.000395
30 | 7300 | 0.000231 | 0.000306
30 | 7350 | 0.000354 | 0.000461
30 | 7400 | 0.000302 | 0.000386
30 | 7450 | 0.000356 | 0.000451
30 | 7500 | 0.000295 | 0.000372
30 | 7550 | 4.72e-05 | 5.82e-05
30 | 7600 | 0.000187 | 0.000226
30 | 7650 | 5.81e-05 | 6.85e-05
30 | 7700 | 3.04e-05 | 3.53e-05
30 | 7750 | 0.000166 | 0.000189
30 | 7800 | 0.00013 | 0.000145
30 | 7850 | 1.67e-05 | 1.87e-05
30 | 7900 | 0.000181 | 0.000205
30 | 7950 | 3.53e-05 | 3.9e-05
30 | 8000 | 2.32e-05 | 1.88e-05
30 | 8100 | 0.000361 | 0.000282
30 | 8200 | 3.73e-05 | 2.87e-05
30 | 8300 | 0.000282 | 0.000215
30 | 8400 | 5.53e-06 | 4.3e-06
30 | 8500 | 0.000162 | 0.000129
30 | 8600 | 0.000268 | 0.000222
30 | 8700 | 0.000163 | 0.000139
30 | 8800 | 0.000289 | 0.000266
30 | 8900 | 0.00044 | 0.000461
30 | 9000 | 0.000906 | 0.00106
30 | 9100 | 0.00176 | 0.00192
30 | 9200 | 0.0035 | 0.00354
30 | 9300 | 0.0117 | 0.0109
30 | 9315.2 | 0.01 | 0.01
30 | 9339.9 | 0.01369 | 0.01369
30 | 9369.6 | 0.02063 | 0.02063
30 | 9399.7 | 0.03047 | 0.03047
30 | 9429.6 | 0.04393 | 0.04393
30 | 9459.6 | 0.06418 | 0.06418
30 | 9489.7 | 0.09443 | 0.09443
30 | 9519.9 | 0.14925 | 0.14925
30 | 9549.7 | 0.24207 | 0.24207
30 | 9579.8 | 0.38996 | 0.38996
30 | 9609.8 | 0.5824 | 0.5824
30 | 9639.7 | 0.78808 | 0.78808
30 | 9669.7 | 0.94737 | 0.94737
30 | 9699.7 | 1 | 1
30 | 9729.6 | 0.95081 | 0.95081
30 | 9759.9 | 0.85384 | 0.85384
30 | 9789.9 | 0.75935 | 0.75935
30 | 9819.9 | 0.70931 | 0.70931
30 | 9849.9 | 0.64254 | 0.64254
30 | 9879.8 | 0.49611 | 0.49611
30 | 9909.6 | 0.29613 | 0.29613
30 | 9939.6 | 0.13405 | 0.13405
30 | 9969.6 | 0.05389 | 0.05389
30 | 9999.9 | 0.0207 | 0.0207
30 | 10023 | 0.01 | 0.01
30 | 10100 | 6.09e-05 | 0.000341
30 | 10200 | 3.86e-05 | 9.6e-05
30 | 10300 | 0.000375 | 0.000623
30 | 10400 | 0.000122 | 0.000138
30 | 10500 | 0.000262 | 0.000268
30 | 10600 | 0.000271 | 0.000306
30 | 10700 | 2.01e-05 | 2.46e-05
30 | 10800 | 0.000314 | 0.000349
30 | 10900 | 0.000386 | 0.00038
30 | 11000 | 0.000212 | 0.000242
30 | 11100 | 0.000101 | 0.000131
30 | 11200 | 0.000154 | 0.000181
30 | 11300 | 0.000255 | 0.000309
30 | 11400 | 6.06e-05 | 7.35e-05
30 | 11500 | 3.68e-05 | 4.64e-05
30 | 11600 | 3.28e-05 | 4.22e-05
30 | 11700 | 0.000217 | 0.000303
30 | 11800 | 0.000144 | 0.000192
30 | 11900 | 0.000101 | 0.000131
30 | 12000 | 0.000306 | 0.000402
30 | 12100 | 0.000251 | 0.000386
30 | 12200 | 0.000105 | 0.000166
30 | 12300 | 7.38e-05 | 0.0001
30 | 12400 | 0.000108 | 0.000136
30 | 12500 | 0.000291 | 0.000427
30 | 12600 | 0.000153 | 0.000244
30 | 12700 | 0.000272 | 0.000437
30 | 12800 | 0.000182 | 0.000291
30 | 12900 | 0.000295 | 0.000459
30 | 13000 | 7.88e-05 | 0.000134
30 | 13100 | 7.38e-05 | 0.000155
30 | 13200 | 0.00025 | 0.000649
30 | 13300 | 3.65e-05 | 0.000114
30 | 13400 | 5.79e-05 | 0.000194
30 | 13500 | 0.000152 | 0.000512
30 | 13600 | 0.00045 | 0.00146
30 | 13700 | 6.67e-05 | 0.000239
30 | 13800 | 0.000314 | 0.00126
30 | 13900 | 1.17e-05 | 5.12e-05
30 | 14000 | 3.67e-05 | 0.000169
30 | 14100 | 5.35e-05 | 0.00026
30 | 14200 | 0.000312 | 0.00156
30 | 14300 | 0.000136 | 0.000763
30 | 14400 | 0.000268 | 0.00166
30 | 14500 | 0.000187 | 0.00124
30 | 14600 | 0.000332 | 0.00234
30 | 14700 | 0.000344 | 0.00257
30 | 14800 | 0.00014 | 0.00113
30 | 14900 | 6.07e-05 | 0.00053
30 | 15000 | 0.000254 | 0.00231
30 | 15100 | 2.84e-06 | 2.79e-05
30 | 15200 | 4.25e-05 | 0.000445
30 | 15300 | 0.000254 | 0.00291
30 | 15400 | 8.66e-05 | 0.00107
30 | 15500 | 0.000112 | 0.00147
30 | 15600 | 1.3e-05 | 0.000192
30 | 15700 | 0.000464 | 0.00719
30 | 15800 | 3.96e-06 | 6.88e-05
30 | 15900 | 0.000294 | 0.00625
30 | 16000 | 0.000297 | 0.00958

## band_31
Band | Wavelength | InbandPeakMethodRSR | Method2
31 | 1100 | 0.00023 | 6.58e-05
31 | 1120 | 0.00036 | 5.8e-05
31 | 1140 | 0.0002 | 2.97e-05
31 | 1160 | 0.000357 | 4.02e-05
31 | 1180 | 7.1e-05 | 7.19e-06
31 | 1200 | 0.000137 | 1.24e-05
31 | 1220 | 0.000217 | 1.92e-05
31 | 1240 | 0.000245 | 2.07e-05
31 | 1260 | 9.55e-05 | 7.61e-06
31 | 1280 | 0.000236 | 1.9e-05
31 | 1300 | 7.26e-05 | 5.41e-06
31 | 1320 | 0.000173 | 1.25e-05
31 | 1340 | 4.74e-05 | 3.56e-06
31 | 1360 | 0.000311 | 2.24e-05
31 | 1380 | 9.86e-05 | 7.18e-06
31 | 1400 | 3.27e-05 | 2.49e-06
31 | 1420 | 0.000137 | 1.07e-05
31 | 1440 | 0.000263 | 2.05e-05
31 | 1460 | 0.000184 | 1.38e-05
31 | 1480 | 0.000179 | 1.35e-05
31 | 1500 | 0.000266 | 1.97e-05
31 | 1520 | 0.000107 | 7.59e-06
31 | 1540 | 0.000208 | 1.53e-05
31 | 1560 | 0.000203 | 1.47e-05
31 | 1580 | 0.000442 | 3.26e-05
31 | 1600 | 3.48e-05 | 2.54e-06
31 | 1620 | 4.84e-05 | 3.36e-06
31 | 1640 | 0.000162 | 1.14e-05
31 | 1660 | 0.00017 | 1.18e-05
31 | 1680 | 0.000242 | 1.79e-05
31 | 1700 | 0.000359 | 2.72e-05
31 | 1720 | 9.64e-05 | 7.29e-06
31 | 1740 | 0.000351 | 2.76e-05
31 | 1760 | 0.0004 | 3.04e-05
31 | 1780 | 0.000632 | 5.07e-05
31 | 1800 | 0.00068 | 5.56e-05
31 | 1820 | 0.000151 | 1.33e-05
31 | 1840 | 2.2e-05 | 2.1e-06
31 | 1860 | 4.14e-05 | 3.82e-06
31 | 1880 | 0.00024 | 2.48e-05
31 | 1900 | 3.48e-05 | 3.83e-06
31 | 1920 | 5.12e-05 | 6.62e-06
31 | 1940 | 2.76e-05 | 3.81e-06
31 | 1960 | 0.000103 | 1.5e-05
31 | 1980 | 3.63e-05 | 5.68e-06
31 | 2000 | 0.000184 | 2.99e-05
31 | 2020 | 0.000398 | 7.03e-05
31 | 2040 | 0.000218 | 3.95e-05
31 | 2060 | 0.000123 | 2.37e-05
31 | 2080 | 0.000624 | 0.000122
31 | 2100 | 0.00025 | 5.24e-05
31 | 2120 | 0.000519 | 0.000116
31 | 2140 | 1.87e-05 | 4.67e-06
31 | 2160 | 0.000259 | 7.04e-05
31 | 2180 | 0.000478 | 0.000122
31 | 2200 | 5.5e-05 | 1.07e-05
31 | 2220 | 0.000203 | 4.19e-05
31 | 2240 | 4.32e-05 | 7.81e-06
31 | 2260 | 0.000107 | 1.93e-05
31 | 2280 | 0.000165 | 3.65e-05
31 | 2300 | 0.00017 | 4.08e-05
31 | 2320 | 0.000322 | 0.000671
31 | 2340 | 0.000416 | 0.000476
31 | 2360 | 7.63e-05 | 5.8e-05
31 | 2380 | 0.000123 | 7.42e-05
31 | 2400 | 0.000317 | 0.000184
31 | 2420 | 9.82e-05 | 5.77e-05
31 | 2440 | 0.000179 | 0.000111
31 | 2460 | 0.000165 | 0.000106
31 | 2480 | 0.000234 | 0.000156
31 | 2500 | 0.000482 | 0.000323
31 | 2520 | 0.000395 | 0.000277
31 | 2540 | 0.000158 | 0.000117
31 | 2560 | 6.12e-05 | 4.75e-05
31 | 2580 | 8.32e-05 | 6.93e-05
31 | 2600 | 6.76e-05 | 5.92e-05
31 | 2620 | 0.000325 | 0.000305
31 | 2640 | 0.000325 | 0.000323
31 | 2660 | 0.000372 | 0.00039
31 | 2680 | 0.00051 | 0.000573
31 | 2700 | 0.000342 | 0.000412
31 | 2720 | 9.64e-05 | 0.000128
31 | 2740 | 0.000249 | 0.000394
31 | 2760 | 0.000215 | 0.000417
31 | 2780 | 3.39e-05 | 8e-05
31 | 2800 | 0.000201 | 0.000673
31 | 2820 | 0.000136 | 0.000503
31 | 2840 | 1.87e-05 | 7.72e-05
31 | 2860 | 0.000628 | 0.00294
31 | 2880 | 0.000193 | 0.000978
31 | 2900 | 1.89e-05 | 6.29e-05
31 | 2950 | 5.11e-06 | 7.89e-06
31 | 3000 | 0.000193 | 0.000218
31 | 3050 | 2.9e-05 | 3.01e-05
31 | 3100 | 9.67e-05 | 9.7e-05
31 | 3150 | 2.83e-05 | 2.74e-05
31 | 3200 | 4.7e-05 | 4.59e-05
31 | 3250 | 0.00013 | 0.00013
31 | 3300 | 1.94e-05 | 1.91e-05
31 | 3350 | 0.000104 | 0.000103
31 | 3400 | 7.23e-05 | 7.39e-05
31 | 3450 | 6.34e-05 | 6.47e-05
31 | 3500 | 8.32e-05 | 8.46e-05
31 | 3550 | 0.000228 | 0.000239
31 | 3600 | 5.95e-05 | 6.36e-05
31 | 3650 | 0.000128 | 0.000135
31 | 3700 | 1.26e-05 | 1.26e-05
31 | 3750 | 0.000362 | 0.000357
31 | 3800 | 2.86e-05 | 2.9e-05
31 | 3850 | 0.000226 | 0.000238
31 | 3900 | 3.28e-05 | 3.55e-05
31 | 3950 | 0.000241 | 0.000268
31 | 4000 | 0.000153 | 0.000179
31 | 4050 | 0.000128 | 0.000158
31 | 4100 | 0.000174 | 0.000222
31 | 4150 | 6.83e-05 | 8.48e-05
31 | 4200 | 0.00031 | 0.000373
31 | 4250 | 0.000171 | 0.00021
31 | 4300 | 9.77e-05 | 0.000123
31 | 4350 | 0.000435 | 0.000548
31 | 4400 | 6.74e-05 | 8.68e-05
31 | 4450 | 0.000429 | 0.00059
31 | 4500 | 8.55e-05 | 0.000125
31 | 4550 | 0.000171 | 0.000262
31 | 4600 | 3.46e-05 | 5.42e-05
31 | 4650 | 3.06e-05 | 5.06e-05
31 | 4700 | 5.01e-07 | 8.52e-07
31 | 4750 | 0.000192 | 0.000326
31 | 4800 | 0.000174 | 0.00029
31 | 4850 | 0.00018 | 0.000301
31 | 4900 | 2.84e-05 | 4.9e-05
31 | 4950 | 5.9e-05 | 0.000104
31 | 5000 | 0.000204 | 0.000348
31 | 5050 | 0.000119 | 0.000203
31 | 5100 | 0.000315 | 0.000546
31 | 5150 | 0.000205 | 0.000361
31 | 5200 | 0.000332 | 0.000583
31 | 5250 | 0.000387 | 0.000678
31 | 5300 | 6.71e-06 | 9.51e-06
31 | 5350 | 0.000486 | 0.000594
31 | 5400 | 0.000101 | 0.000123
31 | 5850 | 0.00031 | 0.000157
31 | 5900 | 0.000105 | 5.77e-05
31 | 5950 | 2.16e-05 | 1.31e-05
31 | 6000 | 5.5e-05 | 3.51e-05
31 | 6050 | 7.96e-05 | 5.42e-05
31 | 6100 | 9.31e-05 | 6.83e-05
31 | 6150 | 0.000135 | 9.95e-05
31 | 6200 | 0.000162 | 0.000133
31 | 6250 | 9.67e-05 | 9.47e-05
31 | 6300 | 2.71e-05 | 2.84e-05
31 | 6350 | 0.000181 | 0.00019
31 | 6400 | 0.000139 | 0.000152
31 | 6450 | 7.28e-05 | 8.58e-05
31 | 6500 | 7.85e-05 | 0.000103
31 | 6550 | 0.000504 | 0.000708
31 | 6600 | 6.08e-05 | 8.95e-05
31 | 6650 | 2.94e-05 | 4.6e-05
31 | 6700 | 8.17e-05 | 0.000134
31 | 6750 | 0.000369 | 0.000696
31 | 6800 | 5.39e-05 | 9.44e-05
31 | 6850 | 4.97e-05 | 8.1e-05
31 | 6900 | 0.000163 | 0.00025
31 | 6950 | 0.000351 | 0.000502
31 | 7000 | 0.000116 | 0.000155
31 | 7050 | 0.000251 | 0.000312
31 | 7100 | 4.72e-05 | 5.48e-05
31 | 7150 | 0.000324 | 0.000372
31 | 7200 | 0.000207 | 0.000236
31 | 7250 | 0.00013 | 0.000149
31 | 7300 | 5.9e-05 | 6.78e-05
31 | 7350 | 0.000429 | 0.000484
31 | 7400 | 0.000405 | 0.000449
31 | 7450 | 0.000175 | 0.000193
31 | 7500 | 4.14e-05 | 4.53e-05
31 | 7550 | 0.000301 | 0.000322
31 | 7600 | 7.3e-05 | 7.66e-05
31 | 7650 | 8.92e-06 | 9.12e-06
31 | 7700 | 0.000443 | 0.000446
31 | 7750 | 0.000428 | 0.000423
31 | 7800 | 0.000286 | 0.000278
31 | 7850 | 0.000191 | 0.000186
31 | 7900 | 0.000382 | 0.000374
31 | 7950 | 0.000444 | 0.000426
31 | 8000 | 2.7e-06 | 1.91e-06
31 | 8100 | 1.31e-05 | 8.91e-06
31 | 8200 | 2.04e-05 | 1.36e-05
31 | 8300 | 4.56e-05 | 3.02e-05
31 | 8400 | 0.000107 | 7.24e-05
31 | 8500 | 8.28e-05 | 5.73e-05
31 | 8600 | 6.96e-05 | 4.99e-05
31 | 8700 | 2.79e-05 | 2.06e-05
31 | 8800 | 9.93e-05 | 7.92e-05
31 | 8900 | 0.000171 | 0.000155
31 | 9000 | 0.000132 | 0.000134
31 | 9100 | 0.000189 | 0.00018
31 | 9200 | 0.00019 | 0.000167
31 | 9300 | 3.28e-05 | 2.67e-05
31 | 9400 | 0.000265 | 0.00021
31 | 9500 | 0.000146 | 0.000114
31 | 9600 | 0.000169 | 0.000144
31 | 9700 | 0.000215 | 0.000187
31 | 9800 | 1.8e-06 | 1.71e-06
31 | 9900 | 0.000188 | 0.000256
31 | 10000 | 6.59e-05 | 0.000165
31 | 10100 | 9.31e-05 | 0.000452
31 | 10200 | 0.000404 | 0.000872
31 | 10300 | 4.66e-05 | 6.71e-05
31 | 10400 | 0.00118 | 0.00116
31 | 10500 | 0.00979 | 0.0087
31 | 10520 | 0.01 | 0.01
31 | 10536 | 0.01599 | 0.01599
31 | 10560 | 0.03088 | 0.03088
31 | 10585 | 0.04719 | 0.04719
31 | 10611 | 0.07499 | 0.07499
31 | 10635 | 0.11793 | 0.11793
31 | 10660 | 0.17309 | 0.17309
31 | 10685 | 0.23763 | 0.23763
31 | 10710 | 0.3216 | 0.3216
31 | 10736 | 0.4172 | 0.4172
31 | 10761 | 0.52388 | 0.52388
31 | 10785 | 0.63635 | 0.63635
31 | 10810 | 0.75168 | 0.75168
31 | 10836 | 0.83645 | 0.83645
31 | 10860 | 0.88699 | 0.88699
31 | 10886 | 0.88901 | 0.88901
31 | 10910 | 0.88017 | 0.88017
31 | 10935 | 0.902 | 0.902
31 | 10960 | 0.92273 | 0.92273
31 | 10985 | 0.94456 | 0.94456
31 | 11010 | 0.96972 | 0.96972
31 | 11035 | 0.98329 | 0.98329
31 | 11060 | 0.99826 | 0.99826
31 | 11085 | 1 | 1
31 | 11110 | 0.98673 | 0.98673
31 | 11136 | 0.91784 | 0.91784
31 | 11160 | 0.857 | 0.857
31 | 11186 | 0.80268 | 0.80268
31 | 11211 | 0.75545 | 0.75545
31 | 11236 | 0.7145 | 0.7145
31 | 11260 | 0.64872 | 0.64872
31 | 11285 | 0.56344 | 0.56344
31 | 11311 | 0.45827 | 0.45827
31 | 11335 | 0.3509 | 0.3509
31 | 11360 | 0.26375 | 0.26375
31 | 11386 | 0.19202 | 0.19202
31 | 11411 | 0.13619 | 0.13619
31 | 11435 | 0.09154 | 0.09154
31 | 11461 | 0.05988 | 0.05988
31 | 11486 | 0.03779 | 0.03779
31 | 11510 | 0.0212 | 0.0212
31 | 11535 | 0.01661 | 0.01661
31 | 11560 | 0.01001 | 0.01001
31 | 11585 | 0.01087 | 0.01087
31 | 11592 | 0.01 | 0.01
31 | 11600 | 0.0046 | 0.00513
31 | 11700 | 0.00106 | 0.00129
31 | 11800 | 5.61e-06 | 6.47e-06
31 | 11900 | 5.79e-05 | 6.55e-05
31 | 12000 | 8.36e-05 | 9.53e-05
31 | 12100 | 0.000265 | 0.000355
31 | 12200 | 0.000122 | 0.000168
31 | 12300 | 0.000132 | 0.000155
31 | 12400 | 0.000427 | 0.000468
31 | 12500 | 1.42e-05 | 1.81e-05
31 | 12600 | 5.68e-05 | 7.89e-05
31 | 12700 | 0.000533 | 0.000743
31 | 12800 | 0.000167 | 0.000232
31 | 12900 | 0.00015 | 0.000202
31 | 13000 | 0.00029 | 0.000426
31 | 13100 | 0.000123 | 0.000224
31 | 13200 | 7.61e-05 | 0.000172
31 | 13300 | 0.000111 | 0.000303
31 | 13400 | 0.000288 | 0.000837
31 | 13500 | 9.4e-05 | 0.000275
31 | 13600 | 0.000124 | 0.000352
31 | 13700 | 0.000383 | 0.00119
31 | 13800 | 0.000215 | 0.000751
31 | 13900 | 2.24e-05 | 8.5e-05
31 | 14000 | 2.58e-05 | 0.000103
31 | 14100 | 0.000251 | 0.00106
31 | 14200 | 0.000334 | 0.00145
31 | 14300 | 0.000177 | 0.000861
31 | 14400 | 0.000449 | 0.00241
31 | 14500 | 0.000172 | 0.000991
31 | 14600 | 0.00011 | 0.000671
31 | 14700 | 0.000146 | 0.000945
31 | 14800 | 8.87e-05 | 0.000619
31 | 14900 | 3.43e-05 | 0.000259
31 | 15000 | 0.000101 | 0.000796
31 | 15100 | 0.000139 | 0.00118
31 | 15200 | 7.92e-05 | 0.00072
31 | 15300 | 3.86e-05 | 0.000383
31 | 15400 | 0.000148 | 0.00159
31 | 15500 | 0.000129 | 0.00147
31 | 15600 | 0.000254 | 0.00326
31 | 15700 | 0.000108 | 0.00145
31 | 15800 | 3.57e-05 | 0.000537
31 | 15900 | 0.000127 | 0.00234
31 | 16000 | 4.61e-05 | 0.00129

## band_32
Band | Wavelength | InbandPeakMethodRSR | Method2
32 | 1100 | 0.00014 | 3.54e-05
32 | 1120 | 0.000177 | 2.53e-05
32 | 1140 | 0.00024 | 3.14e-05
32 | 1160 | 0.00067 | 6.67e-05
32 | 1180 | 2.43e-05 | 2.18e-06
32 | 1200 | 8.3e-05 | 6.65e-06
32 | 1220 | 0.00021 | 1.65e-05
32 | 1240 | 0.000293 | 2.19e-05
32 | 1260 | 0.000375 | 2.64e-05
32 | 1280 | 0.000121 | 8.65e-06
32 | 1300 | 0.000353 | 2.33e-05
32 | 1320 | 0.000564 | 3.59e-05
32 | 1340 | 4.8e-05 | 3.19e-06
32 | 1360 | 3.14e-06 | 2.01e-07
32 | 1380 | 0.000387 | 2.5e-05
32 | 1400 | 0.000294 | 1.99e-05
32 | 1420 | 9.61e-05 | 6.61e-06
32 | 1440 | 0.000277 | 1.91e-05
32 | 1460 | 0.000176 | 1.17e-05
32 | 1480 | 0.000413 | 2.76e-05
32 | 1500 | 0.000251 | 1.65e-05
32 | 1520 | 0.00023 | 1.45e-05
32 | 1540 | 0.000314 | 2.05e-05
32 | 1560 | 0.000414 | 2.66e-05
32 | 1580 | 3.74e-05 | 2.44e-06
32 | 1600 | 0.000223 | 1.44e-05
32 | 1620 | 0.000214 | 1.31e-05
32 | 1640 | 0.000481 | 2.99e-05
32 | 1660 | 0.000182 | 1.12e-05
32 | 1680 | 0.000137 | 8.94e-06
32 | 1700 | 0.000436 | 2.92e-05
32 | 1720 | 0.000275 | 1.84e-05
32 | 1740 | 0.000319 | 2.22e-05
32 | 1760 | 4.89e-05 | 3.29e-06
32 | 1780 | 0.00102 | 7.21e-05
32 | 1800 | 0.000724 | 5.24e-05
32 | 1820 | 0.00051 | 3.98e-05
32 | 1840 | 0.000135 | 1.14e-05
32 | 1860 | 0.000206 | 1.68e-05
32 | 1880 | 8.39e-05 | 7.67e-06
32 | 1900 | 0.000582 | 5.68e-05
32 | 1920 | 0.000126 | 1.44e-05
32 | 1940 | 0.000268 | 3.26e-05
32 | 1960 | 0.000292 | 3.78e-05
32 | 1980 | 0.000169 | 2.34e-05
32 | 2000 | 9.49e-05 | 1.37e-05
32 | 2020 | 0.000183 | 2.86e-05
32 | 2040 | 0.000335 | 5.37e-05
32 | 2060 | 0.000586 | 9.99e-05
32 | 2080 | 0.000502 | 8.72e-05
32 | 2100 | 0.000226 | 4.19e-05
32 | 2120 | 0.000297 | 5.85e-05
32 | 2140 | 0.00011 | 2.43e-05
32 | 2160 | 8.28e-05 | 1.99e-05
32 | 2180 | 6.2e-05 | 1.4e-05
32 | 2200 | 0.000395 | 6.81e-05
32 | 2220 | 0.000555 | 0.000102
32 | 2240 | 0.000105 | 1.68e-05
32 | 2260 | 0.000424 | 6.77e-05
32 | 2280 | 0.000188 | 3.69e-05
32 | 2300 | 0.000264 | 5.6e-05
32 | 2320 | 4.48e-05 | 8.27e-05
32 | 2340 | 0.000289 | 0.000292
32 | 2360 | 0.000252 | 0.000169
32 | 2380 | 0.0005 | 0.000268
32 | 2400 | 0.000207 | 0.000107
32 | 2420 | 0.000375 | 0.000195
32 | 2440 | 0.000115 | 6.26e-05
32 | 2460 | 0.000344 | 0.000196
32 | 2480 | 9.98e-05 | 5.89e-05
32 | 2500 | 1.44e-05 | 8.55e-06
32 | 2520 | 8.65e-05 | 5.35e-05
32 | 2540 | 0.000547 | 0.000359
32 | 2560 | 0.000738 | 0.000507
32 | 2580 | 2.79e-05 | 2.06e-05
32 | 2600 | 0.000259 | 0.0002
32 | 2620 | 0.000601 | 0.000498
32 | 2640 | 0.000799 | 0.000704
32 | 2660 | 0.000241 | 0.000223
32 | 2680 | 0.000317 | 0.000315
32 | 2700 | 0.000316 | 0.000337
32 | 2720 | 0.000402 | 0.000473
32 | 2740 | 0.000348 | 0.000488
32 | 2760 | 0.000205 | 0.000351
32 | 2780 | 0.000423 | 0.000885
32 | 2800 | 0.00023 | 0.000682
32 | 2820 | 0.000327 | 0.00107
32 | 2840 | 0.000643 | 0.00235
32 | 2860 | 0.00102 | 0.00422
32 | 2880 | 0.000336 | 0.00151
32 | 2900 | 0.000122 | 0.000358
32 | 2950 | 6.25e-05 | 8.54e-05
32 | 3000 | 0.000157 | 0.000157
32 | 3050 | 1.85e-05 | 1.7e-05
32 | 3100 | 0.0004 | 0.000355
32 | 3150 | 0.000141 | 0.000121
32 | 3200 | 4.28e-05 | 3.7e-05
32 | 3250 | 0.000129 | 0.000115
32 | 3300 | 0.000283 | 0.000246
32 | 3350 | 0.000188 | 0.000166
32 | 3400 | 0.000136 | 0.000123
32 | 3450 | 0.000253 | 0.000228
32 | 3500 | 5.38e-06 | 4.83e-06
32 | 3550 | 2.84e-05 | 2.63e-05
32 | 3600 | 6.49e-05 | 6.14e-05
32 | 3650 | 4.31e-05 | 4.01e-05
32 | 3700 | 7.78e-05 | 6.86e-05
32 | 3750 | 7.49e-05 | 6.55e-05
32 | 3800 | 0.000238 | 0.000214
32 | 3850 | 8.02e-05 | 7.49e-05
32 | 3900 | 0.000185 | 0.000178
32 | 3950 | 0.000244 | 0.00024
32 | 4000 | 7.14e-05 | 7.38e-05
32 | 4050 | 1.87e-05 | 2.05e-05
32 | 4100 | 0.000195 | 0.00022
32 | 4150 | 0.000228 | 0.00025
32 | 4200 | 6.84e-05 | 7.29e-05
32 | 4250 | 0.000135 | 0.000147
32 | 4300 | 0.000104 | 0.000116
32 | 4350 | 0.000186 | 0.000207
32 | 4400 | 0.000243 | 0.000277
32 | 4450 | 0.000298 | 0.000362
32 | 4500 | 6.54e-05 | 8.49e-05
32 | 4550 | 0.000578 | 0.000782
32 | 4600 | 0.00011 | 0.000153
32 | 4650 | 0.00023 | 0.000337
32 | 4700 | 0.000318 | 0.000479
32 | 4750 | 0.000765 | 0.00115
32 | 4800 | 0.000335 | 0.000495
32 | 4850 | 0.000257 | 0.000379
32 | 4900 | 0.000196 | 0.000301
32 | 4950 | 0.0001 | 0.000155
32 | 5000 | 5.79e-05 | 8.74e-05
32 | 5050 | 0.000113 | 0.000171
32 | 5100 | 8.81e-05 | 0.000135
32 | 5150 | 0.000195 | 0.000305
32 | 5200 | 3.23e-05 | 5.01e-05
32 | 5250 | 0.000262 | 0.000406
32 | 5300 | 0.00024 | 0.000301
32 | 5350 | 2.77e-05 | 2.99e-05
32 | 5400 | 9.38e-05 | 0.000101
32 | 5450 | 1.17e-05 | 6.71e-06
32 | 5500 | 0.000384 | 0.000203
32 | 5550 | 0.00021 | 9.8e-05
32 | 5600 | 3.47e-05 | 1.64e-05
32 | 5650 | 0.000313 | 0.000161
32 | 5700 | 6.25e-05 | 3.14e-05
32 | 5750 | 0.00032 | 0.000146
32 | 6300 | 0.000189 | 0.000175
32 | 6350 | 0.000321 | 0.000299
32 | 6400 | 0.000164 | 0.000158
32 | 6450 | 5.99e-05 | 6.25e-05
32 | 6500 | 8.59e-05 | 9.96e-05
32 | 6550 | 0.000133 | 0.000165
32 | 6600 | 5.7e-05 | 7.42e-05
32 | 6650 | 3.9e-05 | 5.4e-05
32 | 6700 | 4.89e-05 | 7.1e-05
32 | 6750 | 0.000428 | 0.000713
32 | 6800 | 3.3e-05 | 5.11e-05
32 | 6850 | 0.000285 | 0.00041
32 | 6900 | 0.000283 | 0.000385
32 | 6950 | 0.000305 | 0.000386
32 | 7000 | 0.00032 | 0.000379
32 | 7050 | 0.000351 | 0.000386
32 | 7100 | 0.000352 | 0.000362
32 | 7150 | 0.000834 | 0.000849
32 | 7200 | 0.000269 | 0.000271
32 | 7250 | 0.000177 | 0.000179
32 | 7300 | 5.83e-05 | 5.93e-05
32 | 7350 | 9.03e-06 | 9.01e-06
32 | 7400 | 3.54e-05 | 3.47e-05
32 | 7450 | 0.000357 | 0.000347
32 | 7500 | 0.000181 | 0.000175
32 | 7550 | 4.26e-05 | 4.04e-05
32 | 7600 | 0.000184 | 0.000171
32 | 7650 | 4.17e-05 | 3.77e-05
32 | 7700 | 0.000732 | 0.000652
32 | 7750 | 0.000299 | 0.000262
32 | 7800 | 0.000181 | 0.000156
32 | 7850 | 0.000257 | 0.000222
32 | 7900 | 3.63e-05 | 3.14e-05
32 | 7950 | 0.00035 | 0.000297
32 | 8000 | 0.000453 | 0.000282
32 | 8100 | 5.18e-05 | 3.11e-05
32 | 8200 | 0.000103 | 6.08e-05
32 | 8300 | 0.000172 | 0.000101
32 | 8400 | 0.000193 | 0.000115
32 | 8500 | 0.000129 | 7.91e-05
32 | 8600 | 6.58e-05 | 4.18e-05
32 | 8700 | 0.000121 | 7.91e-05
32 | 8800 | 2.86e-05 | 2.02e-05
32 | 8900 | 0.000617 | 0.000496
32 | 9000 | 0.000422 | 0.000379
32 | 9100 | 7.98e-05 | 6.72e-05
32 | 9200 | 9.15e-05 | 7.11e-05
32 | 9300 | 0.000186 | 0.000134
32 | 9400 | 4.04e-05 | 2.83e-05
32 | 9500 | 0.000418 | 0.000289
32 | 9600 | 0.000165 | 0.000124
32 | 9700 | 0.000141 | 0.000108
32 | 9800 | 5.22e-05 | 4.38e-05
32 | 9900 | 0.000108 | 0.00013
32 | 10000 | 0.00025 | 0.000552
32 | 10100 | 0.000216 | 0.000927
32 | 10200 | 0.000281 | 0.000536
32 | 10300 | 0.000177 | 0.000226
32 | 10400 | 0.000582 | 0.000504
32 | 10500 | 8.41e-05 | 6.61e-05
32 | 10600 | 0.000164 | 0.000142
32 | 10700 | 0.000132 | 0.000124
32 | 10800 | 0.000554 | 0.000473
32 | 10900 | 0.00106 | 0.000801
32 | 11000 | 5.66e-05 | 4.97e-05
32 | 11100 | 0.000516 | 0.000512
32 | 11200 | 0.00031 | 0.00028
32 | 11300 | 0.000358 | 0.000334
32 | 11400 | 0.000944 | 0.000879
32 | 11500 | 0.00219 | 0.00212
32 | 11600 | 0.00669 | 0.0066
32 | 11654 | 0.01 | 0.01
32 | 11673 | 0.01789 | 0.01789
32 | 11698 | 0.04422 | 0.04422
32 | 11723 | 0.10172 | 0.10172
32 | 11748 | 0.21701 | 0.21701
32 | 11773 | 0.40112 | 0.40112
32 | 11798 | 0.63848 | 0.63848
32 | 11823 | 0.84646 | 0.84646
32 | 11848 | 0.97222 | 0.97222
32 | 11873 | 1 | 1
32 | 11898 | 0.99376 | 0.99376
32 | 11923 | 0.98614 | 0.98614
32 | 11948 | 0.97811 | 0.97811
32 | 11973 | 0.96921 | 0.96921
32 | 11998 | 0.94901 | 0.94901
32 | 12023 | 0.94454 | 0.94454
32 | 12048 | 0.94497 | 0.94497
32 | 12073 | 0.95235 | 0.95235
32 | 12098 | 0.97358 | 0.97358
32 | 12123 | 0.96415 | 0.96415
32 | 12148 | 0.95407 | 0.95407
32 | 12173 | 0.94081 | 0.94081
32 | 12198 | 0.93503 | 0.93503
32 | 12223 | 0.8877 | 0.8877
32 | 12248 | 0.82068 | 0.82068
32 | 12273 | 0.7236 | 0.7236
32 | 12298 | 0.57927 | 0.57927
32 | 12323 | 0.39177 | 0.39177
32 | 12348 | 0.21122 | 0.21122
32 | 12373 | 0.09508 | 0.09508
32 | 12398 | 0.03872 | 0.03872
32 | 12423 | 0.01806 | 0.01806
32 | 12448 | 0.01016 | 0.01016
32 | 12451 | 0.01 | 0.01
32 | 12500 | 0.00259 | 0.00291
32 | 12600 | 0.000534 | 0.000656
32 | 12700 | 0.000716 | 0.000883
32 | 12800 | 0.000168 | 0.000206
32 | 12900 | 0.000347 | 0.000413
32 | 13000 | 2.32e-05 | 3.02e-05
32 | 13100 | 0.000234 | 0.000377
32 | 13200 | 0.000225 | 0.000449
32 | 13300 | 0.000319 | 0.000769
32 | 13400 | 0.00041 | 0.00106
32 | 13500 | 0.000186 | 0.000482
32 | 13600 | 0.000124 | 0.000311
32 | 13700 | 0.000534 | 0.00147
32 | 13800 | 3.27e-05 | 0.000101
32 | 13900 | 0.000288 | 0.000966
32 | 14000 | 0.000179 | 0.000632
32 | 14100 | 9.26e-05 | 0.000346
32 | 14200 | 3.56e-05 | 0.000137
32 | 14300 | 0.000438 | 0.00188
32 | 14400 | 0.000211 | 0.001
32 | 14500 | 0.000469 | 0.00239
32 | 14600 | 0.000457 | 0.00247
32 | 14700 | 0.000171 | 0.000979
32 | 14800 | 6.33e-05 | 0.000391
32 | 14900 | 0.000275 | 0.00184
32 | 15000 | 4.77e-06 | 3.34e-05
32 | 15100 | 0.000187 | 0.00141
32 | 15200 | 1.12e-06 | 8.97e-06
32 | 15300 | 0.000105 | 0.000924
32 | 15400 | 6.77e-05 | 0.000643
32 | 15500 | 0.00025 | 0.00253
32 | 15600 | 9.98e-05 | 0.00113
32 | 15700 | 0.000424 | 0.00505
32 | 15800 | 7.78e-05 | 0.00104
32 | 15900 | 0.000142 | 0.00232
32 | 16000 | 6.47e-05 | 0.00161

## band_33
Band | Wavelength | InbandPeakMethodRSR | Method2
33 | 1100 | 0.000599 | 6.29e-05
33 | 1120 | 0.000545 | 3.23e-05
33 | 1140 | 6.23e-05 | 3.39e-06
33 | 1160 | 0.000598 | 2.47e-05
33 | 1180 | 0.000315 | 1.17e-05
33 | 1200 | 0.000261 | 8.68e-06
33 | 1220 | 0.000311 | 1.01e-05
33 | 1240 | 0.000841 | 2.61e-05
33 | 1260 | 0.00051 | 1.49e-05
33 | 1280 | 0.000507 | 1.51e-05
33 | 1300 | 0.000209 | 5.73e-06
33 | 1320 | 0.000178 | 4.72e-06
33 | 1340 | 0.000156 | 4.3e-06
33 | 1360 | 0.000132 | 3.49e-06
33 | 1380 | 0.000464 | 1.24e-05
33 | 1400 | 0.00101 | 2.84e-05
33 | 1420 | 0.000937 | 2.68e-05
33 | 1440 | 0.000417 | 1.2e-05
33 | 1460 | 0.00056 | 1.54e-05
33 | 1480 | 0.000181 | 5.03e-06
33 | 1500 | 0.000434 | 1.19e-05
33 | 1520 | 0.000149 | 3.88e-06
33 | 1540 | 0.000547 | 1.48e-05
33 | 1560 | 0.000245 | 6.52e-06
33 | 1580 | 0.000192 | 5.21e-06
33 | 1600 | 0.000191 | 5.14e-06
33 | 1620 | 0.000454 | 1.16e-05
33 | 1640 | 0.000409 | 1.06e-05
33 | 1660 | 0.000542 | 1.39e-05
33 | 1680 | 0.000278 | 7.56e-06
33 | 1700 | 0.000246 | 6.85e-06
33 | 1720 | 0.000321 | 8.92e-06
33 | 1740 | 0.000181 | 5.23e-06
33 | 1760 | 0.00022 | 6.15e-06
33 | 1780 | 0.000954 | 2.81e-05
33 | 1800 | 0.000689 | 2.07e-05
33 | 1820 | 0.000996 | 3.23e-05
33 | 1840 | 3.32e-05 | 1.16e-06
33 | 1860 | 0.00038 | 1.29e-05
33 | 1880 | 0.000138 | 5.25e-06
33 | 1900 | 0.000481 | 1.95e-05
33 | 1920 | 0.000102 | 4.85e-06
33 | 1940 | 0.000104 | 5.27e-06
33 | 1960 | 0.000298 | 1.6e-05
33 | 1980 | 0.000974 | 5.6e-05
33 | 2000 | 0.000995 | 5.95e-05
33 | 2020 | 0.000901 | 5.84e-05
33 | 2040 | 0.000568 | 3.78e-05
33 | 2060 | 0.000369 | 2.62e-05
33 | 2080 | 0.00102 | 7.39e-05
33 | 2100 | 0.000489 | 3.76e-05
33 | 2120 | 0.000153 | 1.25e-05
33 | 2140 | 0.000101 | 9.2e-06
33 | 2160 | 0.000718 | 7.17e-05
33 | 2180 | 0.000112 | 1.05e-05
33 | 2200 | 0.000485 | 3.47e-05
33 | 2220 | 0.00077 | 5.84e-05
33 | 2240 | 6.07e-05 | 4.03e-06
33 | 2260 | 0.000324 | 2.15e-05
33 | 2280 | 0.000452 | 3.68e-05
33 | 2300 | 0.000328 | 2.89e-05
33 | 2320 | 1e-06 | 7.69e-07
33 | 2340 | 0.000689 | 0.00029
33 | 2360 | 0.000159 | 4.45e-05
33 | 2380 | 0.000412 | 9.15e-05
33 | 2400 | 0.000528 | 0.000113
33 | 2420 | 0.000303 | 6.54e-05
33 | 2440 | 9.46e-05 | 2.15e-05
33 | 2460 | 0.000382 | 9.01e-05
33 | 2480 | 0.000842 | 0.000207
33 | 2500 | 0.00016 | 3.94e-05
33 | 2520 | 0.00012 | 3.09e-05
33 | 2540 | 0.000309 | 8.43e-05
33 | 2560 | 0.000304 | 8.68e-05
33 | 2580 | 0.000859 | 0.000263
33 | 2600 | 0.000346 | 0.000111
33 | 2620 | 3.48e-05 | 1.2e-05
33 | 2640 | 0.000748 | 0.000274
33 | 2660 | 0.000602 | 0.000232
33 | 2680 | 0.000136 | 5.62e-05
33 | 2700 | 0.00035 | 0.000155
33 | 2720 | 0.000144 | 7.05e-05
33 | 2740 | 0.00102 | 0.000592
33 | 2760 | 6.71e-05 | 4.77e-05
33 | 2780 | 0.000423 | 0.000367
33 | 2800 | 0.000184 | 0.000228
33 | 2820 | 0.000128 | 0.000173
33 | 2840 | 0.000146 | 0.000222
33 | 2860 | 0.000118 | 0.000203
33 | 2880 | 0.000581 | 0.00108
33 | 2900 | 0.000703 | 0.000858
33 | 2950 | 0.000479 | 0.000272
33 | 3000 | 0.00026 | 0.000108
33 | 3050 | 0.000456 | 0.000174
33 | 3100 | 0.000153 | 5.64e-05
33 | 3150 | 0.000388 | 0.000138
33 | 3200 | 0.000707 | 0.000254
33 | 3250 | 0.000148 | 5.45e-05
33 | 3300 | 0.000311 | 0.000112
33 | 3350 | 0.000551 | 0.000201
33 | 3400 | 0.000149 | 5.58e-05
33 | 3450 | 0.000651 | 0.000244
33 | 3500 | 0.00052 | 0.000194
33 | 3550 | 0.00112 | 0.000429
33 | 3600 | 0.000107 | 4.2e-05
33 | 3650 | 0.000205 | 7.93e-05
33 | 3700 | 0.000441 | 0.000161
33 | 3750 | 0.000504 | 0.000183
33 | 3800 | 0.000306 | 0.000114
33 | 3850 | 0.000508 | 0.000197
33 | 3900 | 0.000375 | 0.00015
33 | 3950 | 0.000262 | 0.000107
33 | 4000 | 2.99e-05 | 1.28e-05
33 | 4050 | 0.000696 | 0.000317
33 | 4100 | 0.000149 | 7e-05
33 | 4150 | 0.000443 | 0.000202
33 | 4200 | 0.000425 | 0.000188
33 | 4250 | 0.000625 | 0.000282
33 | 4300 | 0.000965 | 0.000447
33 | 4350 | 0.000126 | 5.81e-05
33 | 4400 | 0.000678 | 0.000321
33 | 4450 | 5.38e-05 | 2.72e-05
33 | 4500 | 0.000297 | 0.00016
33 | 4550 | 0.000392 | 0.00022
33 | 4600 | 0.000465 | 0.000268
33 | 4650 | 0.000174 | 0.000106
33 | 4700 | 0.000344 | 0.000215
33 | 4750 | 0.000115 | 7.18e-05
33 | 4800 | 0.000443 | 0.000271
33 | 4850 | 0.000553 | 0.000339
33 | 4900 | 0.000482 | 0.000306
33 | 4950 | 0.000137 | 8.82e-05
33 | 5000 | 0.000475 | 0.000298
33 | 5050 | 0.000437 | 0.000275
33 | 5100 | 4.18e-05 | 2.66e-05
33 | 5150 | 0.000646 | 0.000419
33 | 5200 | 0.00026 | 0.000168
33 | 5250 | 0.000217 | 0.000139
33 | 5300 | 9.68e-05 | 5.04e-05
33 | 5350 | 0.000115 | 5.17e-05
33 | 5400 | 0.000361 | 0.000162
33 | 5450 | 0.000212 | 5.06e-05
33 | 5500 | 3.68e-05 | 8.07e-06
33 | 5550 | 0.000429 | 8.29e-05
33 | 5600 | 0.000639 | 0.000125
33 | 5650 | 0.000209 | 4.47e-05
33 | 5700 | 0.000322 | 6.72e-05
33 | 5750 | 1.85e-05 | 3.5e-06
33 | 5800 | 9.2e-05 | 1.67e-05
33 | 5850 | 0.000637 | 0.000119
33 | 5900 | 7.7e-05 | 1.55e-05
33 | 5950 | 0.000247 | 5.49e-05
33 | 6000 | 0.000685 | 0.000161
33 | 6050 | 0.000544 | 0.000136
33 | 6100 | 0.000477 | 0.000129
33 | 6150 | 0.000127 | 3.44e-05
33 | 6200 | 0.000196 | 5.93e-05
33 | 6250 | 0.000734 | 0.000264
33 | 6300 | 0.000311 | 0.00012
33 | 6350 | 6.63e-05 | 2.56e-05
33 | 6750 | 0.000232 | 0.000161
33 | 6800 | 0.000202 | 0.00013
33 | 6850 | 0.000217 | 0.00013
33 | 6900 | 0.000215 | 0.000122
33 | 6950 | 0.000422 | 0.000222
33 | 7000 | 0.000354 | 0.000174
33 | 7050 | 0.000397 | 0.000181
33 | 7100 | 0.000517 | 0.000221
33 | 7150 | 0.000342 | 0.000145
33 | 7200 | 0.000492 | 0.000206
33 | 7250 | 0.000105 | 4.43e-05
33 | 7300 | 0.000191 | 8.08e-05
33 | 7350 | 0.000589 | 0.000244
33 | 7400 | 0.000154 | 6.26e-05
33 | 7450 | 0.000528 | 0.000213
33 | 7500 | 0.000561 | 0.000225
33 | 7550 | 0.000328 | 0.000129
33 | 7600 | 0.000681 | 0.000262
33 | 7650 | 0.000374 | 0.00014
33 | 7700 | 0.000135 | 4.98e-05
33 | 7750 | 0.000322 | 0.000117
33 | 7800 | 0.000632 | 0.000226
33 | 7850 | 0.000293 | 0.000105
33 | 7900 | 0.000535 | 0.000192
33 | 7950 | 0.000532 | 0.000187
33 | 8000 | 5.09e-05 | 1.32e-05
33 | 8100 | 0.000948 | 0.000236
33 | 8200 | 2.35e-05 | 5.76e-06
33 | 8300 | 0.000684 | 0.000166
33 | 8400 | 0.000206 | 5.1e-05
33 | 8500 | 0.0002 | 5.08e-05
33 | 8600 | 0.000183 | 4.82e-05
33 | 8700 | 6.24e-05 | 1.7e-05
33 | 8800 | 2.86e-05 | 8.38e-06
33 | 8900 | 0.000174 | 5.83e-05
33 | 9000 | 0.000747 | 0.000279
33 | 9100 | 0.00017 | 5.95e-05
33 | 9200 | 0.000257 | 8.29e-05
33 | 9300 | 0.000745 | 0.000223
33 | 9400 | 0.000128 | 3.74e-05
33 | 9500 | 0.000524 | 0.00015
33 | 9600 | 0.000381 | 0.000119
33 | 9700 | 0.000248 | 7.92e-05
33 | 9800 | 0.000323 | 0.000113
33 | 9900 | 0.000688 | 0.000344
33 | 10000 | 0.000543 | 0.000498
33 | 10100 | 0.000862 | 0.00154
33 | 10200 | 0.000231 | 0.000183
33 | 10300 | 0.000198 | 0.000105
33 | 10400 | 0.000751 | 0.00027
33 | 10500 | 0.000101 | 3.29e-05
33 | 10600 | 0.000458 | 0.000165
33 | 10700 | 0.000302 | 0.000118
33 | 10800 | 0.000579 | 0.000205
33 | 10900 | 0.0009 | 0.000282
33 | 11000 | 0.000202 | 7.38e-05
33 | 11100 | 0.000218 | 9.01e-05
33 | 11200 | 0.000944 | 0.000354
33 | 11300 | 0.000516 | 0.0002
33 | 11400 | 0.00147 | 0.00057
33 | 11500 | 0.000982 | 0.000395
33 | 11600 | 0.000401 | 0.000164
33 | 11700 | 0.000216 | 9.65e-05
33 | 11800 | 0.000777 | 0.00033
33 | 11900 | 0.000192 | 7.96e-05
33 | 12000 | 0.000183 | 7.66e-05
33 | 12100 | 0.000552 | 0.000272
33 | 12200 | 8.87e-05 | 4.5e-05
33 | 12300 | 0.000403 | 0.000174
33 | 12400 | 0.000891 | 0.000359
33 | 12500 | 0.000716 | 0.000335
33 | 12600 | 0.000141 | 7.2e-05
33 | 12700 | 6.8e-05 | 3.48e-05
33 | 12800 | 0.000965 | 0.00049
33 | 12900 | 0.00292 | 0.00145
33 | 13000 | 0.00993 | 0.00537
33 | 13059 | 0.01 | 0.01
33 | 13067 | 0.01151 | 0.01151
33 | 13087 | 0.01967 | 0.01967
33 | 13107 | 0.03199 | 0.03199
33 | 13127 | 0.05501 | 0.05501
33 | 13147 | 0.09772 | 0.09772
33 | 13167 | 0.17751 | 0.17751
33 | 13187 | 0.30923 | 0.30923
33 | 13207 | 0.4943 | 0.4943
33 | 13227 | 0.69495 | 0.69495
33 | 13247 | 0.86001 | 0.86001
33 | 13267 | 0.95428 | 0.95428
33 | 13287 | 0.99411 | 0.99411
33 | 13307 | 1 | 1
33 | 13327 | 0.98842 | 0.98842
33 | 13347 | 0.97494 | 0.97494
33 | 13367 | 0.96978 | 0.96978
33 | 13387 | 0.95917 | 0.95917
33 | 13407 | 0.94754 | 0.94754
33 | 13427 | 0.92908 | 0.92908
33 | 13447 | 0.91261 | 0.91261
33 | 13467 | 0.87536 | 0.87536
33 | 13487 | 0.79253 | 0.79253
33 | 13507 | 0.65185 | 0.65185
33 | 13527 | 0.47085 | 0.47085
33 | 13547 | 0.30334 | 0.30334
33 | 13567 | 0.18015 | 0.18015
33 | 13587 | 0.10058 | 0.10058
33 | 13607 | 0.05743 | 0.05743
33 | 13627 | 0.03281 | 0.03281
33 | 13647 | 0.01943 | 0.01943
33 | 13667 | 0.01202 | 0.01202
33 | 13680 | 0.01 | 0.01
33 | 13700 | 0.00611 | 0.00697
33 | 13800 | 0.00109 | 0.00139
33 | 13900 | 1.57e-05 | 2.18e-05
33 | 14000 | 0.00123 | 0.00181
33 | 14100 | 0.000576 | 0.000894
33 | 14200 | 0.000675 | 0.00108
33 | 14300 | 7.62e-06 | 1.36e-05
33 | 14400 | 0.000218 | 0.00043
33 | 14500 | 0.000943 | 0.00199
33 | 14600 | 0.0001 | 0.000225
33 | 14700 | 5.35e-05 | 0.000127
33 | 14800 | 0.000884 | 0.00227
33 | 14900 | 0.000635 | 0.00177
33 | 15000 | 0.000668 | 0.00194
33 | 15100 | 0.000793 | 0.00249
33 | 15200 | 0.000259 | 0.000864
33 | 15300 | 0.000204 | 0.000746
33 | 15400 | 0.000212 | 0.000838
33 | 15500 | 0.000598 | 0.0025
33 | 15600 | 0.000204 | 0.000961
33 | 15700 | 0.000114 | 0.000566
33 | 15800 | 0.000261 | 0.00144
33 | 15900 | 0.000395 | 0.00268
33 | 16000 | 0.000856 | 0.00882

## band_34
Band | Wavelength | InbandPeakMethodRSR | Method2
34 | 1100 | 0.000243 | 2.38e-05
34 | 1120 | 0.00135 | 7.42e-05
34 | 1140 | 0.00128 | 6.49e-05
34 | 1160 | 0.000942 | 3.62e-05
34 | 1180 | 0.00138 | 4.79e-05
34 | 1200 | 0.00135 | 4.19e-05
34 | 1220 | 0.00109 | 3.31e-05
34 | 1240 | 0.00142 | 4.1e-05
34 | 1260 | 0.00172 | 4.68e-05
34 | 1280 | 0.00195 | 5.39e-05
34 | 1300 | 0.000803 | 2.04e-05
34 | 1320 | 0.00225 | 5.54e-05
34 | 1340 | 0.000409 | 1.05e-05
34 | 1360 | 1.41e-05 | 3.48e-07
34 | 1380 | 0.000706 | 1.76e-05
34 | 1400 | 0.000644 | 1.68e-05
34 | 1420 | 0.000454 | 1.21e-05
34 | 1440 | 0.000714 | 1.91e-05
34 | 1460 | 0.000266 | 6.8e-06
34 | 1480 | 0.000322 | 8.32e-06
34 | 1500 | 0.00055 | 1.4e-05
34 | 1520 | 0.000187 | 4.54e-06
34 | 1540 | 0.000512 | 1.29e-05
34 | 1560 | 0.00126 | 3.13e-05
34 | 1580 | 0.000211 | 5.33e-06
34 | 1600 | 0.00031 | 7.74e-06
34 | 1620 | 0.000816 | 1.93e-05
34 | 1640 | 0.00183 | 4.39e-05
34 | 1660 | 0.000728 | 1.73e-05
34 | 1680 | 0.000312 | 7.9e-06
34 | 1700 | 0.000848 | 2.2e-05
34 | 1720 | 5.93e-05 | 1.53e-06
34 | 1740 | 0.00149 | 4e-05
34 | 1760 | 0.000678 | 1.76e-05
34 | 1780 | 0.00119 | 3.26e-05
34 | 1800 | 0.00207 | 5.8e-05
34 | 1820 | 0.000617 | 1.86e-05
34 | 1840 | 0.000341 | 1.11e-05
34 | 1860 | 0.00105 | 3.31e-05
34 | 1880 | 0.000906 | 3.2e-05
34 | 1900 | 0.000162 | 6.09e-06
34 | 1920 | 0.000409 | 1.81e-05
34 | 1940 | 0.00138 | 6.48e-05
34 | 1960 | 0.0004 | 2e-05
34 | 1980 | 0.00096 | 5.14e-05
34 | 2000 | 0.000415 | 2.31e-05
34 | 2020 | 9.71e-05 | 5.86e-06
34 | 2040 | 0.000265 | 1.64e-05
34 | 2060 | 0.00108 | 7.11e-05
34 | 2080 | 0.00176 | 0.000118
34 | 2100 | 0.00134 | 9.56e-05
34 | 2120 | 0.00104 | 7.9e-05
34 | 2140 | 0.00154 | 0.000131
34 | 2160 | 0.00276 | 0.000256
34 | 2180 | 0.00141 | 0.000123
34 | 2200 | 0.000139 | 9.23e-06
34 | 2220 | 0.000795 | 5.62e-05
34 | 2240 | 0.000492 | 3.04e-05
34 | 2260 | 0.000795 | 4.9e-05
34 | 2280 | 6.69e-05 | 5.07e-06
34 | 2300 | 0.000966 | 7.92e-05
34 | 2320 | 0.00126 | 0.000896
34 | 2340 | 0.00145 | 0.000567
34 | 2360 | 7.43e-05 | 1.93e-05
34 | 2380 | 0.000117 | 2.41e-05
34 | 2400 | 0.000599 | 0.000119
34 | 2420 | 0.0013 | 0.000262
34 | 2440 | 0.000156 | 3.29e-05
34 | 2460 | 0.000119 | 2.61e-05
34 | 2480 | 0.00046 | 0.000105
34 | 2500 | 0.00118 | 0.00027
34 | 2520 | 0.001 | 0.000239
34 | 2540 | 0.00042 | 0.000107
34 | 2560 | 0.000781 | 0.000207
34 | 2580 | 0.00018 | 5.13e-05
34 | 2600 | 0.000178 | 5.33e-05
34 | 2620 | 0.000956 | 0.000306
34 | 2640 | 0.00137 | 0.000467
34 | 2660 | 0.000392 | 0.00014
34 | 2680 | 0.000377 | 0.000145
34 | 2700 | 0.000953 | 0.000392
34 | 2720 | 0.000269 | 0.000122
34 | 2740 | 0.002 | 0.00108
34 | 2760 | 0.0005 | 0.00033
34 | 2780 | 0.000196 | 0.000158
34 | 2800 | 0.000734 | 0.000842
34 | 2820 | 0.00162 | 0.00205
34 | 2840 | 0.00153 | 0.00215
34 | 2860 | 0.00112 | 0.0018
34 | 2880 | 0.0011 | 0.00192
34 | 2900 | 0.000299 | 0.000339
34 | 2950 | 0.000175 | 9.26e-05
34 | 3000 | 0.00242 | 0.000933
34 | 3050 | 0.000276 | 9.82e-05
34 | 3100 | 0.000118 | 4.04e-05
34 | 3150 | 0.000772 | 0.000256
34 | 3200 | 0.000869 | 0.00029
34 | 3250 | 0.000795 | 0.000272
34 | 3300 | 0.000282 | 9.47e-05
34 | 3350 | 0.000526 | 0.000179
34 | 3400 | 0.000502 | 0.000175
34 | 3450 | 0.000471 | 0.000164
34 | 3500 | 0.00145 | 0.000504
34 | 3550 | 0.00209 | 0.000747
34 | 3600 | 0.000801 | 0.000293
34 | 3650 | 0.000447 | 0.000161
34 | 3700 | 0.0001 | 3.41e-05
34 | 3750 | 0.000282 | 9.52e-05
34 | 3800 | 0.000924 | 0.00032
34 | 3850 | 0.000751 | 0.000271
34 | 3900 | 0.000722 | 0.000268
34 | 3950 | 0.000638 | 0.000243
34 | 4000 | 0.00116 | 0.000462
34 | 4050 | 0.000239 | 0.000101
34 | 4100 | 0.000956 | 0.000416
34 | 4150 | 0.000662 | 0.000281
34 | 4200 | 0.00051 | 0.00021
34 | 4250 | 0.000288 | 0.000121
34 | 4300 | 0.00124 | 0.000532
34 | 4350 | 0.000118 | 5.07e-05
34 | 4400 | 0.000755 | 0.000332
34 | 4450 | 0.000258 | 0.000121
34 | 4500 | 0.00212 | 0.00106
34 | 4550 | 0.000217 | 0.000114
34 | 4600 | 0.000761 | 0.000408
34 | 4650 | 0.000545 | 0.000308
34 | 4700 | 0.000761 | 0.000442
34 | 4750 | 0.00118 | 0.000686
34 | 4800 | 0.000247 | 0.000141
34 | 4850 | 0.000908 | 0.000518
34 | 4900 | 0.000803 | 0.000475
34 | 4950 | 0.000126 | 7.55e-05
34 | 5000 | 0.00127 | 0.000743
34 | 5050 | 0.00156 | 0.000912
34 | 5100 | 0.000687 | 0.000407
34 | 5150 | 0.000325 | 0.000197
34 | 5200 | 0.00111 | 0.000667
34 | 5250 | 0.000298 | 0.000178
34 | 5300 | 0.000154 | 7.47e-05
34 | 5350 | 0.000224 | 9.35e-05
34 | 5400 | 0.00041 | 0.000171
34 | 5450 | 0.000669 | 0.000149
34 | 5500 | 0.000547 | 0.000112
34 | 5550 | 0.00186 | 0.000334
34 | 5600 | 8.1e-05 | 1.47e-05
34 | 5650 | 0.00146 | 0.00029
34 | 5700 | 0.0009 | 0.000175
34 | 5750 | 0.00105 | 0.000186
34 | 5800 | 0.000159 | 2.7e-05
34 | 5850 | 0.000299 | 5.17e-05
34 | 5900 | 6.66e-05 | 1.25e-05
34 | 5950 | 0.000195 | 4.04e-05
34 | 6000 | 0.000373 | 8.14e-05
34 | 6050 | 0.000718 | 0.000167
34 | 6100 | 0.00034 | 8.52e-05
34 | 6150 | 0.000823 | 0.000207
34 | 6200 | 0.000562 | 0.000158
34 | 6250 | 0.0012 | 0.000401
34 | 6300 | 0.00124 | 0.000444
34 | 6350 | 0.000424 | 0.000152
34 | 6400 | 0.00196 | 0.00073
34 | 6450 | 2.59e-05 | 1.04e-05
34 | 6500 | 0.000893 | 0.0004
34 | 6550 | 0.00226 | 0.00109
34 | 6600 | 0.00129 | 0.00065
34 | 6650 | 0.00168 | 0.0009
34 | 6750 | 0.000766 | 0.000493
34 | 6800 | 0.000307 | 0.000184
34 | 6850 | 0.00119 | 0.000665
34 | 6900 | 0.000351 | 0.000185
34 | 6950 | 0.00113 | 0.000551
34 | 7000 | 0.000237 | 0.000109
34 | 7050 | 0.00149 | 0.000631
34 | 7100 | 0.00038 | 0.000151
34 | 7150 | 0.000643 | 0.000253
34 | 7200 | 0.000218 | 8.48e-05
34 | 7250 | 0.000314 | 0.000123
34 | 7300 | 0.000278 | 0.000109
34 | 7350 | 0.000946 | 0.000365
34 | 7400 | 5.4e-05 | 2.04e-05
34 | 7450 | 9.69e-05 | 3.64e-05
34 | 7500 | 0.000705 | 0.000264
34 | 7550 | 0.0017 | 0.000621
34 | 7600 | 0.00108 | 0.000385
34 | 7650 | 5.45e-05 | 1.91e-05
34 | 7700 | 0.000737 | 0.000253
34 | 7750 | 0.00159 | 0.000537
34 | 7800 | 0.000195 | 6.49e-05
34 | 7850 | 0.000359 | 0.00012
34 | 7900 | 0.00127 | 0.000424
34 | 7950 | 3.41e-05 | 1.12e-05
34 | 8000 | 9.87e-05 | 2.38e-05
34 | 8100 | 0.000481 | 0.000112
34 | 8200 | 0.000561 | 0.000128
34 | 8300 | 0.000218 | 4.93e-05
34 | 8400 | 0.000654 | 0.000151
34 | 8500 | 0.000262 | 6.2e-05
34 | 8600 | 0.00121 | 0.000296
34 | 8700 | 0.000152 | 3.84e-05
34 | 8800 | 0.000876 | 0.000239
34 | 8900 | 0.000737 | 0.000229
34 | 9000 | 0.0012 | 0.000417
34 | 9100 | 0.000555 | 0.00018
34 | 9200 | 0.00087 | 0.000261
34 | 9300 | 0.000497 | 0.000138
34 | 9400 | 0.000433 | 0.000117
34 | 9500 | 8.69e-05 | 2.32e-05
34 | 9600 | 0.000396 | 0.000115
34 | 9700 | 0.000543 | 0.000161
34 | 9800 | 0.000265 | 8.6e-05
34 | 9900 | 0.000411 | 0.000191
34 | 10000 | 0.00112 | 0.000956
34 | 10100 | 0.000763 | 0.00127
34 | 10200 | 0.000601 | 0.000443
34 | 10300 | 0.00123 | 0.000605
34 | 10400 | 0.00155 | 0.00052
34 | 10500 | 0.000274 | 8.31e-05
34 | 10600 | 0.000171 | 5.71e-05
34 | 10700 | 0.000862 | 0.000312
34 | 10800 | 0.00103 | 0.00034
34 | 10900 | 5.15e-05 | 1.5e-05
34 | 11000 | 6.71e-05 | 2.28e-05
34 | 11100 | 0.000211 | 8.08e-05
34 | 11200 | 0.00149 | 0.00052
34 | 11300 | 0.000673 | 0.000242
34 | 11400 | 5.32e-05 | 1.91e-05
34 | 11500 | 0.00234 | 0.000873
34 | 11600 | 0.00171 | 0.000654
34 | 11700 | 0.000843 | 0.00035
34 | 11800 | 0.000421 | 0.000166
34 | 11900 | 0.000609 | 0.000235
34 | 12000 | 0.000598 | 0.000233
34 | 12100 | 0.000144 | 6.6e-05
34 | 12200 | 0.000244 | 0.000115
34 | 12300 | 0.00032 | 0.000129
34 | 12400 | 0.00109 | 0.000409
34 | 12500 | 0.00137 | 0.000598
34 | 12600 | 0.000218 | 0.000103
34 | 12700 | 0.00237 | 0.00113
34 | 12800 | 0.000658 | 0.000311
34 | 12900 | 0.000385 | 0.000177
34 | 13000 | 1.02e-05 | 5.12e-06
34 | 13100 | 0.00353 | 0.0022
34 | 13200 | 0.00731 | 0.00563
34 | 13300 | 0.0122 | 0.0114
34 | 13349 | 0.01 | 0.01
34 | 13367 | 0.01352 | 0.01352
34 | 13387 | 0.02113 | 0.02113
34 | 13407 | 0.03232 | 0.03232
34 | 13427 | 0.0523 | 0.0523
34 | 13447 | 0.08846 | 0.08846
34 | 13467 | 0.15589 | 0.15589
34 | 13487 | 0.27504 | 0.27504
34 | 13506 | 0.45513 | 0.45513
34 | 13526 | 0.66318 | 0.66318
34 | 13546 | 0.84401 | 0.84401
34 | 13566 | 0.9436 | 0.9436
34 | 13586 | 0.96076 | 0.96076
34 | 13606 | 0.94462 | 0.94462
34 | 13626 | 0.93767 | 0.93767
34 | 13647 | 0.94433 | 0.94433
34 | 13666 | 0.959 | 0.959
34 | 13686 | 0.97781 | 0.97781
34 | 13706 | 0.99046 | 0.99046
34 | 13727 | 0.9994 | 0.9994
34 | 13747 | 1 | 1
34 | 13766 | 0.99892 | 0.99892
34 | 13786 | 0.9881 | 0.9881
34 | 13806 | 0.93575 | 0.93575
34 | 13827 | 0.81439 | 0.81439
34 | 13847 | 0.63187 | 0.63187
34 | 13866 | 0.43391 | 0.43391
34 | 13886 | 0.26739 | 0.26739
34 | 13907 | 0.15145 | 0.15145
34 | 13926 | 0.0851 | 0.0851
34 | 13946 | 0.04942 | 0.04942
34 | 13966 | 0.02959 | 0.02959
34 | 13986 | 0.01764 | 0.01764
34 | 14007 | 0.01186 | 0.01186
34 | 14017 | 0.01 | 0.01
34 | 14100 | 0.00236 | 0.00341
34 | 14200 | 0.000962 | 0.00143
34 | 14300 | 0.000904 | 0.0015
34 | 14400 | 5.64e-05 | 0.000104
34 | 14500 | 0.000815 | 0.0016
34 | 14600 | 0.00064 | 0.00134
34 | 14700 | 0.000791 | 0.00175
34 | 14800 | 0.000332 | 0.000791
34 | 14900 | 0.000149 | 0.000385
34 | 15000 | 0.000908 | 0.00245
34 | 15100 | 0.00134 | 0.0039
34 | 15200 | 0.000688 | 0.00214
34 | 15300 | 0.000791 | 0.00269
34 | 15400 | 0.00242 | 0.00889
34 | 15500 | 0.000129 | 0.000504
34 | 15600 | 0.000819 | 0.00359
34 | 15700 | 0.000315 | 0.00145
34 | 15800 | 0.000212 | 0.00109
34 | 15900 | 1.96e-05 | 0.000123
34 | 16000 | 0.00023 | 0.0022

## band_35
Band | Wavelength | InbandPeakMethodRSR | Method2
35 | 1100 | 0.000152 | 1.15e-05
35 | 1120 | 0.00108 | 4.59e-05
35 | 1140 | 0.00309 | 0.000121
35 | 1160 | 0.00106 | 3.13e-05
35 | 1180 | 0.000306 | 8.2e-06
35 | 1200 | 0.00205 | 4.9e-05
35 | 1220 | 0.00145 | 3.39e-05
35 | 1240 | 0.000724 | 1.61e-05
35 | 1260 | 0.00138 | 2.91e-05
35 | 1280 | 0.000319 | 6.81e-06
35 | 1300 | 0.00122 | 2.41e-05
35 | 1320 | 0.000835 | 1.59e-05
35 | 1340 | 0.000602 | 1.2e-05
35 | 1360 | 0.000487 | 9.27e-06
35 | 1380 | 0.000557 | 1.07e-05
35 | 1400 | 0.002 | 4.03e-05
35 | 1420 | 0.0019 | 3.91e-05
35 | 1440 | 0.00144 | 2.96e-05
35 | 1460 | 0.00274 | 5.42e-05
35 | 1480 | 0.00181 | 3.62e-05
35 | 1500 | 0.00123 | 2.41e-05
35 | 1520 | 0.00164 | 3.08e-05
35 | 1540 | 0.00135 | 2.64e-05
35 | 1560 | 0.00255 | 4.88e-05
35 | 1580 | 0.00179 | 3.48e-05
35 | 1600 | 0.00141 | 2.73e-05
35 | 1620 | 0.000526 | 9.64e-06
35 | 1640 | 0.00183 | 3.39e-05
35 | 1660 | 0.0011 | 2.02e-05
35 | 1680 | 0.00146 | 2.85e-05
35 | 1700 | 7.35e-05 | 1.47e-06
35 | 1720 | 0.000977 | 1.95e-05
35 | 1740 | 0.00148 | 3.08e-05
35 | 1760 | 0.00137 | 2.76e-05
35 | 1780 | 0.00264 | 5.59e-05
35 | 1800 | 0.00292 | 6.3e-05
35 | 1820 | 0.000472 | 1.1e-05
35 | 1840 | 0.00149 | 3.75e-05
35 | 1860 | 0.00142 | 3.46e-05
35 | 1880 | 0.00018 | 4.91e-06
35 | 1900 | 0.000444 | 1.29e-05
35 | 1920 | 0.00225 | 7.68e-05
35 | 1940 | 0.00199 | 7.22e-05
35 | 1960 | 0.000323 | 1.25e-05
35 | 1980 | 0.000504 | 2.08e-05
35 | 2000 | 0.00135 | 5.8e-05
35 | 2020 | 0.00107 | 4.98e-05
35 | 2040 | 0.00036 | 1.72e-05
35 | 2060 | 0.00301 | 0.000153
35 | 2080 | 0.00133 | 6.92e-05
35 | 2100 | 0.00121 | 6.68e-05
35 | 2120 | 0.000377 | 2.22e-05
35 | 2140 | 0.00184 | 0.000121
35 | 2160 | 0.00137 | 9.84e-05
35 | 2180 | 0.00141 | 9.45e-05
35 | 2200 | 0.000743 | 3.82e-05
35 | 2220 | 0.0006 | 3.27e-05
35 | 2240 | 0.00137 | 6.53e-05
35 | 2260 | 0.00113 | 5.38e-05
35 | 2280 | 2.4e-05 | 1.41e-06
35 | 2300 | 0.000549 | 3.48e-05
35 | 2320 | 0.00235 | 0.00129
35 | 2340 | 0.00165 | 0.000498
35 | 2360 | 0.00267 | 0.000535
35 | 2380 | 0.000374 | 5.98e-05
35 | 2400 | 0.00121 | 0.000186
35 | 2420 | 0.00113 | 0.000176
35 | 2440 | 0.00111 | 0.000181
35 | 2460 | 0.00107 | 0.000182
35 | 2480 | 0.000144 | 2.54e-05
35 | 2500 | 0.00159 | 0.000282
35 | 2520 | 0.000509 | 9.4e-05
35 | 2540 | 0.00112 | 0.00022
35 | 2560 | 0.000596 | 0.000122
35 | 2580 | 0.000533 | 0.000117
35 | 2600 | 0.00067 | 0.000155
35 | 2620 | 0.000531 | 0.000131
35 | 2640 | 0.0028 | 0.000735
35 | 2660 | 0.00218 | 0.000602
35 | 2680 | 0.00165 | 0.00049
35 | 2700 | 0.000367 | 0.000117
35 | 2720 | 0.000691 | 0.000243
35 | 2740 | 0.00179 | 0.000747
35 | 2760 | 0.000423 | 0.000216
35 | 2780 | 0.00107 | 0.000669
35 | 2800 | 0.00178 | 0.00158
35 | 2820 | 0.00111 | 0.00108
35 | 2840 | 0.00243 | 0.00265
35 | 2860 | 0.00189 | 0.00233
35 | 2880 | 0.00253 | 0.00339
35 | 2900 | 0.000112 | 9.81e-05
35 | 2950 | 0.000997 | 0.000406
35 | 3000 | 0.000472 | 0.000141
35 | 3050 | 0.00105 | 0.000288
35 | 3100 | 0.000429 | 0.000114
35 | 3150 | 0.00101 | 0.000258
35 | 3200 | 0.00106 | 0.000272
35 | 3250 | 0.00123 | 0.000325
35 | 3300 | 0.000349 | 9.05e-05
35 | 3350 | 0.0022 | 0.000578
35 | 3400 | 0.00183 | 0.000493
35 | 3450 | 0.000712 | 0.000192
35 | 3500 | 0.000793 | 0.000213
35 | 3550 | 0.0015 | 0.000414
35 | 3600 | 0.000171 | 4.82e-05
35 | 3650 | 0.000362 | 0.0001
35 | 3700 | 0.00066 | 0.000174
35 | 3750 | 0.00197 | 0.000513
35 | 3800 | 0.000702 | 0.000188
35 | 3850 | 0.00179 | 0.000499
35 | 3900 | 0.000699 | 0.0002
35 | 3950 | 0.000937 | 0.000275
35 | 4000 | 0.000493 | 0.000152
35 | 4050 | 0.000284 | 9.29e-05
35 | 4100 | 0.000112 | 3.77e-05
35 | 4150 | 0.000857 | 0.000281
35 | 4200 | 0.00139 | 0.000443
35 | 4250 | 0.00147 | 0.000478
35 | 4300 | 0.000208 | 6.91e-05
35 | 4350 | 0.000846 | 0.000282
35 | 4400 | 8.62e-05 | 2.93e-05
35 | 4450 | 0.0013 | 0.000473
35 | 4500 | 0.000425 | 0.000165
35 | 4550 | 0.000957 | 0.000387
35 | 4600 | 0.00152 | 0.000631
35 | 4650 | 0.000839 | 0.000367
35 | 4700 | 0.00059 | 0.000265
35 | 4750 | 0.0015 | 0.000676
35 | 4800 | 0.000945 | 0.000416
35 | 4850 | 0.000466 | 0.000205
35 | 4900 | 0.000574 | 0.000262
35 | 4950 | 0.000393 | 0.000182
35 | 5000 | 0.000594 | 0.000268
35 | 5050 | 0.000128 | 5.78e-05
35 | 5100 | 5.12e-05 | 2.34e-05
35 | 5150 | 0.000326 | 0.000152
35 | 5200 | 0.0012 | 0.000558
35 | 5250 | 0.00038 | 0.000176
35 | 5300 | 0.000991 | 0.000371
35 | 5350 | 0.00138 | 0.000444
35 | 5400 | 0.000289 | 9.31e-05
35 | 5450 | 7.07e-05 | 1.21e-05
35 | 5500 | 0.000828 | 0.000131
35 | 5550 | 0.00021 | 2.92e-05
35 | 5600 | 0.00102 | 0.000144
35 | 5650 | 0.00043 | 6.62e-05
35 | 5700 | 0.000474 | 7.1e-05
35 | 5750 | 0.000302 | 4.11e-05
35 | 5800 | 0.000294 | 3.85e-05
35 | 5850 | 1.84e-05 | 2.46e-06
35 | 5900 | 0.000209 | 3.04e-05
35 | 5950 | 0.0013 | 0.000208
35 | 6000 | 0.000625 | 0.000106
35 | 6050 | 0.00108 | 0.000194
35 | 6100 | 0.000696 | 0.000135
35 | 6150 | 0.00112 | 0.000217
35 | 6200 | 0.000677 | 0.000147
35 | 6250 | 0.00073 | 0.000189
35 | 6300 | 4.81e-05 | 1.33e-05
35 | 6350 | 0.000242 | 6.73e-05
35 | 6400 | 0.000906 | 0.000261
35 | 6450 | 0.000345 | 0.000107
35 | 6500 | 0.00112 | 0.000389
35 | 6550 | 0.0027 | 0.001
35 | 6600 | 0.00173 | 0.000673
35 | 6650 | 0.000283 | 0.000117
35 | 6700 | 0.00144 | 0.000623
35 | 6750 | 0.000364 | 0.000181
35 | 6800 | 0.000962 | 0.000445
35 | 6850 | 0.00105 | 0.000452
35 | 6900 | 5.05e-05 | 2.05e-05
35 | 6950 | 0.00202 | 0.000764
35 | 7000 | 0.00174 | 0.000617
35 | 7050 | 0.00221 | 0.000724
35 | 7100 | 0.00142 | 0.000436
35 | 7150 | 0.0011 | 0.000333
35 | 7200 | 0.000222 | 6.67e-05
35 | 7250 | 0.000336 | 0.000101
35 | 7300 | 0.00188 | 0.000571
35 | 7350 | 0.00138 | 0.000412
35 | 7400 | 0.00114 | 0.000333
35 | 7450 | 0.000633 | 0.000184
35 | 7500 | 0.000501 | 0.000145
35 | 7550 | 0.00232 | 0.000655
35 | 7600 | 0.00108 | 0.000299
35 | 7650 | 0.00249 | 0.000674
35 | 7700 | 0.00163 | 0.000432
35 | 7750 | 0.000382 | 9.98e-05
35 | 7800 | 0.00184 | 0.000472
35 | 7850 | 0.000447 | 0.000115
35 | 7900 | 0.000553 | 0.000143
35 | 7950 | 0.00332 | 0.000842
35 | 8000 | 0.00202 | 0.000376
35 | 8100 | 0.000878 | 0.000157
35 | 8200 | 8.67e-05 | 1.53e-05
35 | 8300 | 0.000564 | 9.85e-05
35 | 8400 | 0.00261 | 0.000466
35 | 8500 | 0.000199 | 3.64e-05
35 | 8600 | 0.000197 | 3.73e-05
35 | 8700 | 0.00194 | 0.00038
35 | 8800 | 0.000327 | 6.9e-05
35 | 8900 | 0.000241 | 5.8e-05
35 | 9000 | 0.00173 | 0.000465
35 | 9100 | 0.00151 | 0.000378
35 | 9200 | 0.000351 | 8.15e-05
35 | 9300 | 0.000234 | 5.02e-05
35 | 9400 | 0.00109 | 0.000228
35 | 9500 | 0.00019 | 3.92e-05
35 | 9600 | 0.000548 | 0.000123
35 | 9700 | 0.00138 | 0.000317
35 | 9800 | 0.00157 | 0.000394
35 | 9900 | 0.000295 | 0.000106
35 | 10000 | 0.000489 | 0.000323
35 | 10100 | 0.000333 | 0.000428
35 | 10200 | 0.000961 | 0.000548
35 | 10300 | 0.000434 | 0.000165
35 | 10400 | 0.0022 | 0.000569
35 | 10500 | 0.00159 | 0.000374
35 | 10600 | 0.00105 | 0.000271
35 | 10700 | 0.0025 | 0.000701
35 | 10800 | 0.00081 | 0.000207
35 | 10900 | 0.000617 | 0.000139
35 | 11000 | 0.000492 | 0.000129
35 | 11100 | 0.0015 | 0.000443
35 | 11200 | 0.000388 | 0.000105
35 | 11300 | 0.0013 | 0.000361
35 | 11400 | 0.000271 | 7.52e-05
35 | 11500 | 0.00219 | 0.000632
35 | 11600 | 0.00218 | 0.000644
35 | 11700 | 0.00161 | 0.000515
35 | 11800 | 0.00153 | 0.000468
35 | 11900 | 0.00058 | 0.000173
35 | 12000 | 0.00218 | 0.000656
35 | 12100 | 0.00234 | 0.000826
35 | 12200 | 0.00146 | 0.000532
35 | 12300 | 0.00114 | 0.000355
35 | 12400 | 0.000292 | 8.44e-05
35 | 12500 | 0.000236 | 7.94e-05
35 | 12600 | 0.000237 | 8.71e-05
35 | 12700 | 0.00333 | 0.00122
35 | 12800 | 0.00213 | 0.000779
35 | 12900 | 0.00152 | 0.000539
35 | 13000 | 0.00202 | 0.000785
35 | 13100 | 0.00116 | 0.000557
35 | 13200 | 0.00187 | 0.00112
35 | 13300 | 0.00089 | 0.00064
35 | 13400 | 0.00141 | 0.00109
35 | 13500 | 0.00722 | 0.00558
35 | 13600 | 0.0262 | 0.0196
35 | 13610 | 0.01 | 0.01
35 | 13617 | 0.01255 | 0.01255
35 | 13627 | 0.01509 | 0.01509
35 | 13637 | 0.01944 | 0.01944
35 | 13648 | 0.02438 | 0.02438
35 | 13657 | 0.03091 | 0.03091
35 | 13667 | 0.04121 | 0.04121
35 | 13677 | 0.05413 | 0.05413
35 | 13687 | 0.07253 | 0.07253
35 | 13697 | 0.09651 | 0.09651
35 | 13707 | 0.13151 | 0.13151
35 | 13717 | 0.17733 | 0.17733
35 | 13727 | 0.24062 | 0.24062
35 | 13737 | 0.31609 | 0.31609
35 | 13747 | 0.4041 | 0.4041
35 | 13757 | 0.50156 | 0.50156
35 | 13767 | 0.60685 | 0.60685
35 | 13777 | 0.70857 | 0.70857
35 | 13787 | 0.80361 | 0.80361
35 | 13797 | 0.88059 | 0.88059
35 | 13807 | 0.94061 | 0.94061
35 | 13817 | 0.97663 | 0.97663
35 | 13827 | 0.99633 | 0.99633
35 | 13837 | 1 | 1
35 | 13847 | 0.99927 | 0.99927
35 | 13857 | 0.99484 | 0.99484
35 | 13867 | 0.99248 | 0.99248
35 | 13877 | 0.99408 | 0.99408
35 | 13887 | 0.99274 | 0.99274
35 | 13897 | 0.9944 | 0.9944
35 | 13907 | 0.99808 | 0.99808
35 | 13917 | 0.99614 | 0.99614
35 | 13927 | 0.99807 | 0.99807
35 | 13937 | 0.99362 | 0.99362
35 | 13947 | 0.99077 | 0.99077
35 | 13957 | 0.98621 | 0.98621
35 | 13967 | 0.98691 | 0.98691
35 | 13977 | 0.98639 | 0.98639
35 | 13987 | 0.98674 | 0.98674
35 | 13997 | 0.98919 | 0.98919
35 | 14007 | 0.99033 | 0.99033
35 | 14017 | 0.98608 | 0.98608
35 | 14027 | 0.97428 | 0.97428
35 | 14037 | 0.94751 | 0.94751
35 | 14047 | 0.90595 | 0.90595
35 | 14057 | 0.84251 | 0.84251
35 | 14067 | 0.76218 | 0.76218
35 | 14077 | 0.67459 | 0.67459
35 | 14087 | 0.57035 | 0.57035
35 | 14097 | 0.47145 | 0.47145
35 | 14107 | 0.37849 | 0.37849
35 | 14117 | 0.29178 | 0.29178
35 | 14127 | 0.22096 | 0.22096
35 | 14137 | 0.16459 | 0.16459
35 | 14147 | 0.12111 | 0.12111
35 | 14157 | 0.08892 | 0.08892
35 | 14167 | 0.06679 | 0.06679
35 | 14177 | 0.0487 | 0.0487
35 | 14187 | 0.03689 | 0.03689
35 | 14197 | 0.02845 | 0.02845
35 | 14207 | 0.02095 | 0.02095
35 | 14217 | 0.01679 | 0.01679
35 | 14227 | 0.01293 | 0.01293
35 | 14236 | 0.01 | 0.01
35 | 14300 | 0.00223 | 0.00286
35 | 14400 | 0.000757 | 0.00107
35 | 14500 | 0.000819 | 0.00124
35 | 14600 | 0.000639 | 0.00103
35 | 14700 | 0.00119 | 0.00203
35 | 14800 | 0.000432 | 0.000797
35 | 14900 | 0.00118 | 0.00236
35 | 15000 | 0.000497 | 0.00104
35 | 15100 | 0.00018 | 0.000406
35 | 15200 | 0.000208 | 0.000499
35 | 15300 | 0.000107 | 0.00028
35 | 15400 | 0.00236 | 0.00669
35 | 15500 | 0.00134 | 0.00403
35 | 15600 | 0.00151 | 0.00511
35 | 15700 | 0.00191 | 0.00678
35 | 15800 | 0.000232 | 0.000925
35 | 15900 | 0.000216 | 0.00105
35 | 16000 | 0.00189 | 0.014

## band_36
Band | Wavelength | InbandPeakMethodRSR | Method2
36 | 1100 | 0.00131 | 8.63e-05
36 | 1120 | 0.0022 | 8.19e-05
36 | 1140 | 0.00126 | 4.29e-05
36 | 1160 | 0.000431 | 1.12e-05
36 | 1180 | 0.00063 | 1.47e-05
36 | 1200 | 0.00244 | 5.09e-05
36 | 1220 | 0.00205 | 4.19e-05
36 | 1240 | 0.00139 | 2.7e-05
36 | 1260 | 0.00319 | 5.87e-05
36 | 1280 | 0.00416 | 7.76e-05
36 | 1300 | 0.00181 | 3.1e-05
36 | 1320 | 0.000159 | 2.63e-06
36 | 1340 | 0.00185 | 3.2e-05
36 | 1360 | 3.14e-05 | 5.23e-07
36 | 1380 | 0.000779 | 1.31e-05
36 | 1400 | 0.0004 | 7.04e-06
36 | 1420 | 0.000198 | 3.55e-06
36 | 1440 | 0.00159 | 2.86e-05
36 | 1460 | 0.000579 | 1e-05
36 | 1480 | 0.000442 | 7.7e-06
36 | 1500 | 0.000789 | 1.35e-05
36 | 1520 | 0.00141 | 2.31e-05
36 | 1540 | 0.0006 | 1.02e-05
36 | 1560 | 0.000883 | 1.48e-05
36 | 1580 | 0.00174 | 2.96e-05
36 | 1600 | 5.45e-05 | 9.2e-07
36 | 1620 | 0.00205 | 3.27e-05
36 | 1640 | 0.00113 | 1.84e-05
36 | 1660 | 0.00156 | 2.51e-05
36 | 1680 | 0.00129 | 2.19e-05
36 | 1700 | 0.00146 | 2.55e-05
36 | 1720 | 0.00164 | 2.87e-05
36 | 1740 | 0.0023 | 4.18e-05
36 | 1760 | 0.00122 | 2.14e-05
36 | 1780 | 0.0022 | 4.06e-05
36 | 1800 | 0.0021 | 3.96e-05
36 | 1820 | 0.000881 | 1.8e-05
36 | 1840 | 0.00247 | 5.42e-05
36 | 1860 | 0.00225 | 4.81e-05
36 | 1880 | 0.0017 | 4.04e-05
36 | 1900 | 0.000804 | 2.04e-05
36 | 1920 | 0.00222 | 6.63e-05
36 | 1940 | 0.000943 | 2.99e-05
36 | 1960 | 0.00017 | 5.74e-06
36 | 1980 | 0.00162 | 5.86e-05
36 | 2000 | 0.00027 | 1.01e-05
36 | 2020 | 0.0002 | 8.12e-06
36 | 2040 | 0.0011 | 4.6e-05
36 | 2060 | 0.0029 | 0.000129
36 | 2080 | 0.00244 | 0.00011
36 | 2100 | 0.00252 | 0.000122
36 | 2120 | 0.000986 | 5.07e-05
36 | 2140 | 0.00096 | 5.52e-05
36 | 2160 | 0.00184 | 0.000115
36 | 2180 | 0.00115 | 6.77e-05
36 | 2200 | 0.000116 | 5.22e-06
36 | 2220 | 0.000422 | 2.01e-05
36 | 2240 | 3.57e-05 | 1.49e-06
36 | 2260 | 0.000341 | 1.42e-05
36 | 2280 | 0.000255 | 1.3e-05
36 | 2300 | 0.0012 | 6.61e-05
36 | 2320 | 0.000626 | 0.000301
36 | 2340 | 0.00246 | 0.00065
36 | 2360 | 0.00291 | 0.00051
36 | 2380 | 2.23e-05 | 3.11e-06
36 | 2400 | 0.000409 | 5.49e-05
36 | 2420 | 0.000732 | 9.93e-05
36 | 2440 | 0.00198 | 0.000283
36 | 2460 | 0.00223 | 0.000331
36 | 2480 | 0.000983 | 0.000151
36 | 2500 | 0.000635 | 9.83e-05
36 | 2520 | 0.0018 | 0.00029
36 | 2540 | 0.000546 | 9.34e-05
36 | 2560 | 0.000661 | 0.000118
36 | 2580 | 0.00143 | 0.000275
36 | 2600 | 0.00147 | 0.000297
36 | 2620 | 0.00018 | 3.9e-05
36 | 2640 | 0.000779 | 0.000179
36 | 2660 | 0.00171 | 0.000413
36 | 2680 | 0.00242 | 0.000626
36 | 2700 | 0.00012 | 3.35e-05
36 | 2720 | 0.000165 | 5.05e-05
36 | 2740 | 0.00213 | 0.000778
36 | 2760 | 0.000435 | 0.000194
36 | 2780 | 0.00183 | 0.000995
36 | 2800 | 0.000923 | 0.000715
36 | 2820 | 0.00254 | 0.00217
36 | 2840 | 0.00188 | 0.00178
36 | 2860 | 0.00224 | 0.00242
36 | 2880 | 0.00268 | 0.00314
36 | 2900 | 0.000688 | 0.000527
36 | 2950 | 4.38e-05 | 1.56e-05
36 | 3000 | 0.000229 | 5.96e-05
36 | 3050 | 0.000891 | 0.000214
36 | 3100 | 3.28e-05 | 7.59e-06
36 | 3150 | 0.00132 | 0.000294
36 | 3200 | 0.000785 | 0.000177
36 | 3250 | 0.000649 | 0.00015
36 | 3300 | 0.00203 | 0.000461
36 | 3350 | 0.000393 | 9.03e-05
36 | 3400 | 0.000669 | 0.000158
36 | 3450 | 0.00174 | 0.00041
36 | 3500 | 0.00121 | 0.000282
36 | 3550 | 0.00388 | 0.000936
36 | 3600 | 0.00113 | 0.000279
36 | 3650 | 0.000827 | 0.000201
36 | 3700 | 0.000261 | 6e-05
36 | 3750 | 0.00233 | 0.000532
36 | 3800 | 0.000239 | 5.58e-05
36 | 3850 | 0.000783 | 0.00019
36 | 3900 | 3.75e-05 | 9.38e-06
36 | 3950 | 0.00142 | 0.000364
36 | 4000 | 0.00144 | 0.000388
36 | 4050 | 0.00143 | 0.000409
36 | 4100 | 0.000925 | 0.000272
36 | 4150 | 0.000858 | 0.000246
36 | 4200 | 0.000262 | 7.28e-05
36 | 4250 | 0.00107 | 0.000304
36 | 4300 | 0.00019 | 5.54e-05
36 | 4350 | 3.8e-05 | 1.11e-05
36 | 4400 | 0.000225 | 6.66e-05
36 | 4450 | 0.000226 | 7.17e-05
36 | 4500 | 0.00142 | 0.00048
36 | 4550 | 0.000351 | 0.000124
36 | 4600 | 0.00216 | 0.000781
36 | 4650 | 9.31e-05 | 3.55e-05
36 | 4700 | 0.000928 | 0.000364
36 | 4750 | 0.00137 | 0.000537
36 | 4800 | 0.00121 | 0.000465
36 | 4850 | 0.000599 | 0.000231
36 | 4900 | 0.000702 | 0.00028
36 | 4950 | 0.00109 | 0.00044
36 | 5000 | 0.000473 | 0.000186
36 | 5050 | 0.000484 | 0.000191
36 | 5100 | 0.00147 | 0.000589
36 | 5150 | 0.000515 | 0.00021
36 | 5200 | 0.00168 | 0.000681
36 | 5250 | 0.00223 | 0.0009
36 | 5300 | 8.33e-05 | 2.72e-05
36 | 5350 | 0.00135 | 0.000381
36 | 5400 | 0.000464 | 0.000131
36 | 5450 | 0.00132 | 0.000197
36 | 5500 | 0.00102 | 0.000141
36 | 5550 | 8.13e-06 | 9.88e-07
36 | 5600 | 0.00208 | 0.000255
36 | 5650 | 0.00102 | 0.000138
36 | 5700 | 0.000238 | 3.11e-05
36 | 5750 | 0.000338 | 4.01e-05
36 | 5800 | 0.00151 | 0.000173
36 | 5850 | 0.00223 | 0.000261
36 | 5900 | 0.00111 | 0.000141
36 | 5950 | 0.000375 | 5.25e-05
36 | 6000 | 0.000476 | 7.01e-05
36 | 6050 | 0.0023 | 0.00036
36 | 6100 | 0.000252 | 4.27e-05
36 | 6150 | 0.00175 | 0.000298
36 | 6200 | 0.00017 | 3.24e-05
36 | 6250 | 0.00293 | 0.000663
36 | 6300 | 0.00145 | 0.00035
36 | 6350 | 0.0026 | 0.000631
36 | 6400 | 0.00023 | 5.78e-05
36 | 6450 | 0.000375 | 0.000102
36 | 6500 | 0.000188 | 5.69e-05
36 | 6550 | 0.000464 | 0.00015
36 | 6600 | 0.000144 | 4.87e-05
36 | 6650 | 0.00397 | 0.00143
36 | 6700 | 0.00174 | 0.000659
36 | 6750 | 0.00148 | 0.000644
36 | 6800 | 0.00137 | 0.000553
36 | 6850 | 0.000534 | 0.000201
36 | 6900 | 0.000534 | 0.000189
36 | 6950 | 0.000933 | 0.000308
36 | 7000 | 0.000998 | 0.000308
36 | 7050 | 0.00112 | 0.000322
36 | 7100 | 1.53e-05 | 4.1e-06
36 | 7150 | 0.000828 | 0.00022
36 | 7200 | 0.000753 | 0.000198
36 | 7250 | 0.000555 | 0.000146
36 | 7300 | 0.00105 | 0.000278
36 | 7350 | 0.00216 | 0.000561
36 | 7400 | 0.000318 | 8.11e-05
36 | 7450 | 0.000855 | 0.000217
36 | 7500 | 0.00236 | 0.000595
36 | 7550 | 0.000887 | 0.000219
36 | 7600 | 0.00118 | 0.000285
36 | 7650 | 0.00232 | 0.000547
36 | 7700 | 0.00215 | 0.0005
36 | 7750 | 0.00125 | 0.000286
36 | 7800 | 0.0002 | 4.49e-05
36 | 7850 | 0.00184 | 0.000413
36 | 7900 | 0.00177 | 0.000399
36 | 7950 | 0.00169 | 0.000374
36 | 8000 | 0.000112 | 1.83e-05
36 | 8100 | 0.0032 | 0.000501
36 | 8200 | 0.000706 | 0.000109
36 | 8300 | 0.000228 | 3.48e-05
36 | 8400 | 0.00191 | 0.000297
36 | 8500 | 0.00117 | 0.000187
36 | 8600 | 0.00196 | 0.000324
36 | 8700 | 0.00188 | 0.000321
36 | 8800 | 0.000594 | 0.000109
36 | 8900 | 0.000171 | 3.58e-05
36 | 9000 | 0.00157 | 0.000368
36 | 9100 | 0.000289 | 6.33e-05
36 | 9200 | 0.00267 | 0.000541
36 | 9300 | 0.000591 | 0.000111
36 | 9400 | 0.000686 | 0.000125
36 | 9500 | 3.75e-05 | 6.75e-06
36 | 9600 | 0.000992 | 0.000195
36 | 9700 | 0.000878 | 0.000176
36 | 9800 | 0.00125 | 0.000272
36 | 9900 | 0.00143 | 0.000448
36 | 10000 | 0.00137 | 0.000786
36 | 10100 | 0.00135 | 0.00152
36 | 10200 | 0.000112 | 5.59e-05
36 | 10300 | 0.00156 | 0.000517
36 | 10400 | 0.00262 | 0.000591
36 | 10500 | 0.00117 | 0.00024
36 | 10600 | 0.000437 | 9.85e-05
36 | 10700 | 0.00168 | 0.000411
36 | 10800 | 0.000873 | 0.000194
36 | 10900 | 0.00143 | 0.000282
36 | 11000 | 1.7e-05 | 3.89e-06
36 | 11100 | 0.00204 | 0.000528
36 | 11200 | 0.000131 | 3.09e-05
36 | 11300 | 0.000499 | 0.000121
36 | 11400 | 0.0017 | 0.000412
36 | 11500 | 0.00157 | 0.000396
36 | 11600 | 0.00291 | 0.000749
36 | 11700 | 0.000145 | 4.07e-05
36 | 11800 | 3.54e-05 | 9.41e-06
36 | 11900 | 0.000462 | 0.00012
36 | 12000 | 0.00037 | 9.73e-05
36 | 12100 | 0.00037 | 0.000114
36 | 12200 | 0.00141 | 0.000449
36 | 12300 | 0.00136 | 0.000369
36 | 12400 | 0.00154 | 0.00039
36 | 12500 | 0.00104 | 0.000304
36 | 12600 | 0.00125 | 0.000399
36 | 12700 | 0.00263 | 0.000846
36 | 12800 | 0.000259 | 8.26e-05
36 | 12900 | 8.9e-05 | 2.76e-05
36 | 13000 | 0.00248 | 0.000842
36 | 13100 | 7.02e-05 | 2.95e-05
36 | 13200 | 0.0011 | 0.00057
36 | 13300 | 0.000351 | 0.00022
36 | 13400 | 0.000193 | 0.00013
36 | 13500 | 0.00133 | 0.000899
36 | 13600 | 0.00334 | 0.00218
36 | 13700 | 0.00163 | 0.00117
36 | 13800 | 0.00836 | 0.00672
36 | 13883 | 0.01 | 0.01
36 | 13903 | 0.01467 | 0.01467
36 | 13923 | 0.02197 | 0.02197
36 | 13943 | 0.03675 | 0.03675
36 | 13963 | 0.05967 | 0.05967
36 | 13983 | 0.0966 | 0.0966
36 | 14003 | 0.1641 | 0.1641
36 | 14023 | 0.2738 | 0.2738
36 | 14042 | 0.43274 | 0.43274
36 | 14063 | 0.62603 | 0.62603
36 | 14083 | 0.80758 | 0.80758
36 | 14102 | 0.93192 | 0.93192
36 | 14123 | 0.98983 | 0.98983
36 | 14143 | 1 | 1
36 | 14163 | 0.98987 | 0.98987
36 | 14183 | 0.96646 | 0.96646
36 | 14203 | 0.94249 | 0.94249
36 | 14222 | 0.92166 | 0.92166
36 | 14243 | 0.90489 | 0.90489
36 | 14263 | 0.89491 | 0.89491
36 | 14283 | 0.89455 | 0.89455
36 | 14303 | 0.89741 | 0.89741
36 | 14323 | 0.88452 | 0.88452
36 | 14342 | 0.83066 | 0.83066
36 | 14363 | 0.71582 | 0.71582
36 | 14383 | 0.55772 | 0.55772
36 | 14403 | 0.381 | 0.381
36 | 14423 | 0.2311 | 0.2311
36 | 14443 | 0.13141 | 0.13141
36 | 14463 | 0.07042 | 0.07042
36 | 14483 | 0.03422 | 0.03422
36 | 14503 | 0.01713 | 0.01713
36 | 14521 | 0.01 | 0.01
36 | 14600 | 0.00199 | 0.00281
36 | 14700 | 0.0014 | 0.0021
36 | 14800 | 3.92e-05 | 6.31e-05
36 | 14900 | 3.98e-05 | 6.96e-05
36 | 15000 | 0.00236 | 0.0043
36 | 15100 | 0.00416 | 0.00818
36 | 15200 | 0.000538 | 0.00113
36 | 15300 | 0.000128 | 0.000293
36 | 15400 | 0.00151 | 0.00374
36 | 15500 | 0.00172 | 0.00452
36 | 15600 | 0.000696 | 0.00206
36 | 15700 | 1.63e-05 | 5.05e-05
36 | 15800 | 0.000909 | 0.00316
36 | 15900 | 0.00025 | 0.00106
36 | 16000 | 0.000764 | 0.00494